## Pricing
REGION | Pricing Summary Review Worksheet - Version 5/30/25 |  |  | STANDARD WAGES ACTIVE | [5 empty] | PREVAILING WAGES ACTIVE
N2 | <-- See 'Map' Tab for Reference | Measure / Package |  | Line Item Only Pricing Fully Loaded (Rounded to the nearest 10 cents to eliminate half cent rounding issue when splitting measures 50/50 with utilities) |  |  | Package Pricing Line Item + Ancillary Components See PKG tabs for Details |  |  | Line Item Only Pricing Fully Loaded (Rounded to the nearest 10 cents to eliminate half cent rounding issue when splitting measures 50/50 with utilities) |  |  | Package Pricing Line Item + Ancillary Components See PKG tabs for Details
Package | Category | Description | Unit | Material | Labor | Total | Material | Labor | Total | Material | Labor | Total | Material | Labor | Total
No | ELEC | A/C Disconnect (fused) | Each | 29.6 | 81.4 | 111 | -- | -- | -- | 29.6 | 139 | 168.6 | -- | -- | --
No | ELEC | A/C Disconnect 10-2 6' Whip | Each | 36.7 | 25.6 | 62.3 | -- | -- | -- | 36.7 | 42.7 | 79.4 | -- | -- | --
No | ELEC | AFCI Receptacle | Each | 32.6 | 42 | 74.6 | -- | -- | -- | 32.6 | 74.7 | 107.3 | -- | -- | --
No | ELEC | Breaker Box - 100 amp | Each | 178.3 | 707.8 | 886.1 | -- | -- | -- | 178.3 | 1194.2 | 1372.5 | -- | -- | --
No | ELEC | Breaker Box - 200 amp | Each | 238.9 | 1171.5 | 1410.4 | -- | -- | -- | 238.9 | 1949.9 | 2188.8 | -- | -- | --
No | ELEC | Circuit Breaker - Double Pole | Each | 29.2 | 51.4 | 80.6 | -- | -- | -- | 29.2 | 84.5 | 113.7 | -- | -- | --
No | ELEC | Circuit Breaker - Single Pole | Each | 10.1 | 41.3 | 51.4 | -- | -- | -- | 10.1 | 68.1 | 78.2 | -- | -- | --
No | ELEC | Conduit (Metal) - 1/2" per Foot | Foot | 0.8 | 4.5 | 5.3 | -- | -- | -- | 0.8 | 7.9 | 8.7 | -- | -- | --
No | ELEC | Conduit (Metal) - 3/4" per Foot | Foot | 1.3 | 5 | 6.3 | -- | -- | -- | 1.3 | 8.7 | 10 | -- | -- | --
No | ELEC | Elec Wire - 6-2 w/ground per foot | Foot | 3.2 | 1.2 | 4.4 | -- | -- | -- | 3.2 | 2.2 | 5.4 | -- | -- | --
No | ELEC | Elec Wire - 10-2 w/ground per foot | Foot | 1.4 | 1 | 2.4 | -- | -- | -- | 1.4 | 1.8 | 3.2 | -- | -- | --
No | ELEC | Elec Wire - 12-2 BX w/ground per foot | Foot | 1 | 2.1 | 3.1 | -- | -- | -- | 1 | 3.5 | 4.5 | -- | -- | --
No | ELEC | Elec Wire - 12-2 w/ground per foot | Foot | 1 | 1 | 2 | -- | -- | -- | 1 | 1.8 | 2.8 | -- | -- | --
No | ELEC | Elec Wire - 12-3 BX w/ground per foot | Foot | 1.6 | 2.3 | 3.9 | -- | -- | -- | 1.6 | 3.8 | 5.4 | -- | -- | --
No | ELEC | Elec Wire - 12-3 w/ground per foot | Foot | 1.4 | 1 | 2.4 | -- | -- | -- | 1.4 | 1.8 | 3.2 | -- | -- | --
No | ELEC | Elec Wire - 14-2 w/ground per foot | Foot | 0.8 | 1 | 1.8 | -- | -- | -- | 0.8 | 1.7 | 2.5 | -- | -- | --
No | ELEC | Elec Wire - 14-3 w/ ground per foot | Foot | 0.6 | 1 | 1.6 | -- | -- | -- | 0.6 | 1.7 | 2.3 | -- | -- | --
No | ELEC | Elec Wire - 14-4 BX w/ground per foot | Foot | 2.6 | 2.2 | 4.8 | -- | -- | -- | 2.6 | 3.6 | 6.2 | -- | -- | --
No | ELEC | Electric Whip- interior 4'-6' | Each | 4.2 | 20.5 | 24.7 | -- | -- | -- | 4.2 | 34 | 38.2 | -- | -- | --
No | ELEC | GFCI Receptacle | Each | 29.1 | 30.9 | 60 | -- | -- | -- | 29.1 | 52.6 | 81.7 | -- | -- | --
No | ELEC | GFCI Receptacle/Switch Combo | Each | 38.6 | 39.9 | 78.5 | -- | -- | -- | 38.6 | 69.6 | 108.2 | -- | -- | --
No | ELEC | Junction Box | Each | 3.7 | 42.8 | 46.5 | -- | -- | -- | 3.7 | 77 | 80.7 | -- | -- | --
No | ELEC | Junction Box Cover | Each | 1.4 | 7.2 | 8.6 | -- | -- | -- | 1.4 | 12.3 | 13.7 | -- | -- | --
No | ELEC | Receptacle | Each | 1.6 | 17.7 | 19.3 | -- | -- | -- | 1.6 | 31.9 | 33.5 | -- | -- | --
No | ELEC | Receptacle Cover Plate | Each | 0.8 | 4.8 | 5.6 | -- | -- | -- | 0.8 | 8.2 | 9 | -- | -- | --
No | ELEC | Receptacle Cover Plate - Double | Each | 2.3 | 7.5 | 9.8 | -- | -- | -- | 2.3 | 12.5 | 14.8 | -- | -- | --
No | ELEC | Switch - 2 Pole | Each | 9.4 | 43.4 | 52.8 | -- | -- | -- | 9.4 | 74 | 83.4 | -- | -- | --
No | ELEC | Switch - Single Pole | Each | 1.9 | 24.6 | 26.5 | -- | -- | -- | 1.9 | 42.3 | 44.2 | -- | -- | --
No | ELEC | Switch and Receptable Cover - Blank | Each | 1.1 | 7.2 | 8.3 | -- | -- | -- | 1.1 | 12.1 | 13.2 | -- | -- | --
No | ELEC | Switch and Receptacle Cover | Each | 2.2 | 7.2 | 9.4 | -- | -- | -- | 2.2 | 12.1 | 14.3 | -- | -- | --
No | ELEC | Switch Box | Each | 2.9 | 42.7 | 45.6 | -- | -- | -- | 2.9 | 74.4 | 77.3 | -- | -- | --
No | ELEC | Switch Plate | Each | 0.7 | 4.8 | 5.5 | -- | -- | -- | 0.7 | 8.2 | 8.9 | -- | -- | --
No | ELEC | Switch Plate - Double | Each | 2 | 7.5 | 9.5 | -- | -- | -- | 2 | 12.5 | 14.5 | -- | -- | --
YES | HLSF | ASHRAE Kitchen Range Hood | Each | 316.2 | 220.5 | 536.7 | 444.9 | 397.1 | 842 | 316.2 | 354.6 | 670.8 | 444.9 | 703.7 | 1148.6
YES | HLSF | Bath Fan - Adj 110 CFM | Each | 321.7 | 230.7 | 552.4 | 452.9 | 436.8 | 889.7 | 321.7 | 375.7 | 697.4 | 452.9 | 775.3 | 1228.2
YES | HLSF | Bath Fan - Adj 150 CFM | Each | 321.7 | 230.7 | 552.4 | 452.9 | 436.8 | 889.7 | 321.7 | 375.7 | 697.4 | 452.9 | 775.3 | 1228.2
YES | HLSF | Bath Fan - Adj w/ Light & Motion Sensor 110 CFM | Each | 402.9 | 230.7 | 633.6 | 531.5 | 407.4 | 938.9 | 402.9 | 375.7 | 778.6 | 531.5 | 724.8 | 1256.3
YES | HLSF | Bath Fan - Adj w/ Light & Motion Sensor 150 CFM | Each | 402.9 | 230.7 | 633.6 | 531.5 | 407.4 | 938.9 | 402.9 | 375.7 | 778.6 | 531.5 | 724.8 | 1256.3
YES | HLSF | Bath Fan - Adj w/ Light 110 CFM | Each | 372.8 | 230.7 | 603.5 | 504 | 436.8 | 940.8 | 372.8 | 375.7 | 748.5 | 504 | 775.3 | 1279.3
YES | HLSF | Bath Fan - Adj w/ Light 150 CFM | Each | 372.8 | 230.7 | 603.5 | 504 | 436.8 | 940.8 | 372.8 | 375.7 | 748.5 | 504 | 775.3 | 1279.3
YES | HLSF | Bath Fan - Adj w/ Motion Sensor 110 CFM | Each | 346.6 | 230.7 | 577.3 | 475.3 | 407.4 | 882.7 | 346.6 | 375.7 | 722.3 | 475.3 | 724.8 | 1200.1
YES | HLSF | Bath Fan - Adj w/ Motion Sensor 150 CFM | Each | 358.2 | 230.7 | 588.9 | 486.8 | 407.4 | 894.2 | 358.2 | 375.7 | 733.9 | 486.8 | 724.8 | 1211.6
YES | HLSF | Bath Fan - Adj w/Light & Motion Sensor 80 CFM | Each | 350.2 | 274.1 | 624.3 | 478.8 | 450.8 | 929.6 | 350.2 | 461.5 | 811.7 | 478.8 | 810.7 | 1289.5
YES | HLSF | Bath Fan - Adj w/Light & Motion Sensor 130 CFM | Each | 402.9 | 274.1 | 677 | 531.5 | 450.8 | 982.3 | 402.9 | 461.5 | 864.4 | 531.5 | 810.7 | 1342.2
YES | HLSF | Bath Fan - Adj w/Motion Sensor 80 CFM | Each | 289.9 | 274.1 | 564 | 418.5 | 450.8 | 869.3 | 289.9 | 461.5 | 751.4 | 418.5 | 810.7 | 1229.2
YES | HLSF | Bath Fan - Adj w/Motion Sensor 130 CFM | Each | 358.2 | 274.1 | 632.3 | 486.8 | 450.8 | 937.6 | 358.2 | 461.5 | 819.7 | 486.8 | 810.7 | 1297.5
YES | HLSF | Bath Fan - Single Speed 80 CFM | Each | 224.1 | 274.1 | 498.2 | 355.3 | 480.2 | 835.5 | 224.1 | 461.5 | 685.6 | 355.3 | 861.1 | 1216.4
YES | HLSF | Bath Fan - Single Speed 80 CFM With Light | Each | 288 | 274.1 | 562.1 | 419.2 | 480.2 | 899.4 | 288 | 461.5 | 749.5 | 419.2 | 861.1 | 1280.3
YES | HLSF | Bath Fan - Single Speed 110 CFM | Each | 224.1 | 274.1 | 498.2 | 355.3 | 480.2 | 835.5 | 224.1 | 461.5 | 685.6 | 355.3 | 861.1 | 1216.4
YES | HLSF | Bath Fan - Single Speed 110 CFM with Light | Each | 365 | 274.1 | 639.1 | 496.2 | 480.2 | 976.4 | 365 | 461.5 | 826.5 | 496.2 | 861.1 | 1357.3
YES | HLSF | Bath Fan - Single Speed 130 CFM | Each | 295.3 | 274.1 | 569.4 | 426.5 | 480.2 | 906.7 | 295.3 | 461.5 | 756.8 | 426.5 | 861.1 | 1287.6
YES | HLSF | Bath Fan - Single Speed 130 CFM with Light | Each | 365 | 274.1 | 639.1 | 496.2 | 480.2 | 976.4 | 365 | 461.5 | 826.5 | 496.2 | 861.1 | 1357.3
No | HLSF | C.O. Detector | Each | 53.7 | 37 | 90.7 | -- | -- | -- | 53.7 | 65.9 | 119.6 | -- | -- | --
No | HLSF | C.O. Detector - Hardwired | Each | 98.2 | 79.4 | 177.6 | -- | -- | -- | 98.2 | 139.4 | 237.6 | -- | -- | --
No | HLSF | Damper Vent - Eave 4" | Each | 11.7 | 74.9 | 86.6 | -- | -- | -- | 11.7 | 135.5 | 147.2 | -- | -- | --
No | HLSF | Damper Vent - Eave 6" | Each | 19.2 | 74.9 | 94.1 | -- | -- | -- | 19.2 | 135.5 | 154.7 | -- | -- | --
No | HLSF | Damper Vent - Sidewall 4" | Each | 23.5 | 74.9 | 98.4 | -- | -- | -- | 23.5 | 135.5 | 159 | -- | -- | --
No | HLSF | Damper Vent - Sidewall 6" | Each | 24.2 | 74.9 | 99.1 | -- | -- | -- | 24.2 | 135.5 | 159.7 | -- | -- | --
No | HLSF | Door Transfer Grill, Return Air Pathway (R.A.P.) | Each | 57.8 | 108.4 | 166.2 | -- | -- | -- | 57.8 | 227.9 | 285.7 | -- | -- | --
No | HLSF | Dryer Vent Hood (with louver) | Each | 14.2 | 24.4 | 38.6 | -- | -- | -- | 14.2 | 43 | 57.2 | -- | -- | --
No | HLSF | Dryer Vent Hose Kit (Semi-Rigid) | Each | 15.9 | 21.9 | 37.8 | -- | -- | -- | 15.9 | 34.6 | 50.5 | -- | -- | --
No | HLSF | Dryer Vent Kit - Includes Term and Semi-Rigid Vent | Each | 30.7 | 73.2 | 103.9 | -- | -- | -- | 30.7 | 140 | 170.7 | -- | -- | --
No | HLSF | Eave Term Kit - Bath Fan 4" | Each | 15 | 98.8 | 113.8 | -- | -- | -- | 15 | 185.1 | 200.1 | -- | -- | --
No | HLSF | Eave Term Kit - Bath Fan 6" | Each | 19.9 | 98.8 | 118.7 | -- | -- | -- | 19.9 | 185.1 | 205 | -- | -- | --
Yes | HLSF | Energy Recovery Ventilator | Each | 1280.2 | 1627.7 | 2907.9 | 1411.4 | 1833.7 | 3245.1 | 1280.2 | 3043.5 | 4323.7 | 1411.4 | 3443 | 4854.4
Yes | HLSF | Exh Fan - Through Wall 70 CFM | Each | 108.3 | 177.2 | 285.5 | 210.7 | 215.4 | 426.1 | 108.3 | 302.9 | 411.2 | 210.7 | 365.7 | 576.4
No | HLSF | Exh Fan Control - Airetrak 62.2 | Each | 102.5 | 38.2 | 140.7 | -- | -- | -- | 102.5 | 62.8 | 165.3 | -- | -- | --
No | HLSF | Exh Fan Roof Termination | Each | 26.6 | 122.6 | 149.2 | -- | -- | -- | 26.6 | 190.6 | 217.2 | -- | -- | --
No | HLSF | Exhaust Fan Kitchen Range Hood | Each | 163.7 | 136.1 | 299.8 | -- | -- | -- | 163.7 | 207.1 | 370.8 | -- | -- | --
No | HLSF | Fire Extinguisher (ABC) | Each | 59.5 | 25.9 | 85.4 | -- | -- | -- | 59.5 | 51.2 | 110.7 | -- | -- | --
No | HLSF | Gas App Flexible Conn 24"- 1/2 " (CSS) | Each | 27.8 | 23 | 50.8 | -- | -- | -- | 27.8 | 43.1 | 70.9 | -- | -- | --
No | HLSF | Gas App Flexible Conn 24"- 3/4" (CSS) | Each | 42.3 | 24.7 | 67 | -- | -- | -- | 42.3 | 45.8 | 88.1 | -- | -- | --
No | HLSF | Gas App Flexible Conn 36"- 1/2 " (CSS) | Each | 25.6 | 23 | 48.6 | -- | -- | -- | 25.6 | 43.1 | 68.7 | -- | -- | --
No | HLSF | Gas App Flexible Conn 36"- 3/4 " (CSS) | Each | 47.3 | 24.7 | 72 | -- | -- | -- | 47.3 | 45.8 | 93.1 | -- | -- | --
No | HLSF | Gas App Flexible Conn 48" - 1/2" (CSS) | Each | 29 | 33.4 | 62.4 | -- | -- | -- | 29 | 58.5 | 87.5 | -- | -- | --
No | HLSF | Gas App Flexible Conn 48" - 3/4" (CSS) | Each | 43.7 | 34.8 | 78.5 | -- | -- | -- | 43.7 | 60.7 | 104.4 | -- | -- | --
No | HLSF | Heat Recovery Ventilator | Each | 1253.2 | 1127.1 | 2380.3 | -- | -- | -- | 1253.2 | 2590.5 | 3843.7 | -- | -- | --
No | HLSF | Smoke Detector | Each | 27.3 | 31.7 | 59 | -- | -- | -- | 27.3 | 57.5 | 84.8 | -- | -- | --
No | HLSF | Smoke Detector - Hardwire | Each | 51.3 | 44.8 | 96.1 | -- | -- | -- | 51.3 | 80.7 | 132 | -- | -- | --
No | HLSF | Smoke Detector - Hearing Impaired | Each | 143.1 | 44.8 | 187.9 | -- | -- | -- | 143.1 | 80.7 | 223.8 | -- | -- | --
No | HLSF | Smoke/C.O. Detector Combo | Each | 64.4 | 39.1 | 103.5 | -- | -- | -- | 64.4 | 71.3 | 135.7 | -- | -- | --
No | HLSF | Smoke/C.O. Detector Combo - Hardwired | Each | 62.9 | 78 | 140.9 | -- | -- | -- | 62.9 | 136.5 | 199.4 | -- | -- | --
No | HVAC | 1.5 Ton Multi-Position Air Handler | Each | 1025.5 | 469.1 | 1494.6 | -- | -- | -- | 1025.5 | 951.1 | 1976.6 | -- | -- | --
No | HVAC | 2 Ton Multi-Position Air Handler | Each | 1450.6 | 485.5 | 1936.1 | -- | -- | -- | 1450.6 | 976.2 | 2426.8 | -- | -- | --
No | HVAC | 2.5 Ton Multi-Position Air Handler | Each | 1502.2 | 495.3 | 1997.5 | -- | -- | -- | 1502.2 | 998.8 | 2501 | -- | -- | --
No | HVAC | 3.0 Ton Multi-Position Air Handler | Each | 1768.1 | 506.3 | 2274.4 | -- | -- | -- | 1768.1 | 1015.6 | 2783.7 | -- | -- | --
No | HVAC | 3.5 Ton Multi-Position Air Handler | Each | 1703.5 | 516.8 | 2220.3 | -- | -- | -- | 1703.5 | 1039.9 | 2743.4 | -- | -- | --
No | HVAC | 4.0 Ton Multi-Position Air Handler | Each | 1751 | 523.2 | 2274.2 | -- | -- | -- | 1751 | 1049.7 | 2800.7 | -- | -- | --
No | HVAC | 5' Rigid Duct - 4" | Each | 16.7 | 83.9 | 100.6 | -- | -- | -- | 16.7 | 148.7 | 165.4 | -- | -- | --
No | HVAC | 5' Rigid Duct - 6" | Each | 21.7 | 102.4 | 124.1 | -- | -- | -- | 21.7 | 181.3 | 203 | -- | -- | --
Yes | HVAC | 95% NG/Prop FAF (ECM Motor, 2 stage) - 40,000 BTU | Each | 2083.5 | 1108.4 | 3191.9 | 2805.8 | 2334.8 | 5140.6 | 2083.5 | 1712.5 | 3796 | 2805.8 | 3972.7 | 6778.5
Yes | HVAC | 95% NG/Prop FAF (ECM Motor, 2 stage) - 60,000 BTU | Each | 2161.2 | 1124.3 | 3285.5 | 2883.5 | 2350.7 | 5234.2 | 2161.2 | 1725.6 | 3886.8 | 2883.5 | 3985.9 | 6869.4
Yes | HVAC | 95% NG/Prop FAF (ECM Motor, 2 stage) - 80,000 BTU | Each | 2686.3 | 1162.4 | 3848.7 | 3408.6 | 2388.8 | 5797.4 | 2686.3 | 1757 | 4443.3 | 3408.6 | 4017.2 | 7425.8
Yes | HVAC | 95% NG/Prop FAF (ECM Motor, 2 stage) - 100,000 BTU | Each | 2688.2 | 1162.4 | 3850.6 | 3410.6 | 2388.8 | 5799.4 | 2688.2 | 1757 | 4445.2 | 3410.6 | 4017.2 | 7427.8
Yes | HVAC | 95% NG/Prop FAF (ECM Motor, 2 stage) - 120,000 BTU | Each | 2796 | 1185.2 | 3981.2 | 3518.3 | 2411.6 | 5929.9 | 2796 | 1775.8 | 4571.8 | 3518.3 | 4036 | 7554.3
Yes | HVAC | 95% NG/Prop FAF (ECM/Variable Speed/Modulating) - 60,000 BTU | Each | 2773.3 | 1128.4 | 3901.7 | 3495.6 | 2354.8 | 5850.4 | 2773.3 | 1743.9 | 4517.2 | 3495.6 | 4004.1 | 7499.7
Yes | HVAC | 95% NG/Prop FAF (ECM/Variable Speed/Modulating) - 80,000 BTU | Each | 3388.4 | 1144.4 | 4532.8 | 4110.8 | 2370.7 | 6481.5 | 3388.4 | 1757.1 | 5145.5 | 4110.8 | 4017.3 | 8128.1
Yes | HVAC | 95% NG/Prop FAF (ECM/Variable Speed/Modulating) - 100,000 BTU | Each | 3440.6 | 1205.2 | 4645.8 | 4162.9 | 2431.6 | 6594.5 | 3440.6 | 1807.2 | 5247.8 | 4162.9 | 4067.4 | 8230.3
Yes | HVAC | 95% NG/Prop FAF (ECM/Variable Speed/Modulating) - 120,000 BTU | Each | 3787.2 | 1114 | 4901.2 | 4509.5 | 2340.3 | 6849.8 | 3787.2 | 1732 | 5519.2 | 4509.5 | 3992.2 | 8501.7
Yes | HVAC | 95% NG/Prop FAF (X13 Motor, single stage) - 40,000 BTU | Each | 1789.7 | 1068.3 | 2858 | 2512 | 2294.6 | 4806.6 | 1789.7 | 1629.2 | 3418.9 | 2512 | 3889.4 | 6401.4
Yes | HVAC | 95% NG/Prop FAF (X13 Motor, single stage) - 60,000 BTU | Each | 1876.3 | 1082.7 | 2959 | 2598.6 | 2309.1 | 4907.7 | 1876.3 | 1641.1 | 3517.4 | 2598.6 | 3901.3 | 6499.9
Yes | HVAC | 95% NG/Prop FAF (X13 Motor, single stage) - 80,000 BTU | Each | 2072.9 | 1098.7 | 3171.6 | 2795.2 | 2325 | 5120.2 | 2072.9 | 1654.2 | 3727.1 | 2795.2 | 3914.5 | 6709.7
Yes | HVAC | 95% NG/Prop FAF (X13 Motor, single stage) - 100,000 BTU | Each | 2405.6 | 1136.7 | 3542.3 | 3127.9 | 2363.1 | 5491 | 2405.6 | 1685.6 | 4091.2 | 3127.9 | 3945.8 | 7073.7
Yes | HVAC | 95% NG/Prop FAF (X13 Motor, single stage) - 120,000 BTU | Each | 2528.6 | 1159.5 | 3688.1 | 3251 | 2385.9 | 5636.9 | 2528.6 | 1704.4 | 4233 | 3251 | 3964.6 | 7215.6
No | HVAC | A/C 1.5 Ton Cased Coil R410A | Each | 864.6 | 635.3 | 1499.9 | -- | -- | -- | 864.6 | 1219.5 | 2084.1 | -- | -- | --
No | HVAC | A/C 2.0 Ton Cased Coil R410A | Each | 846.7 | 647.6 | 1494.3 | -- | -- | -- | 846.7 | 1238.3 | 2085 | -- | -- | --
No | HVAC | A/C 2.5 Ton Cased Coil R410A | Each | 904.6 | 656.9 | 1561.5 | -- | -- | -- | 904.6 | 1252.4 | 2157 | -- | -- | --
No | HVAC | A/C 3.0 Ton Cased Coil R410A | Each | 949.4 | 667.1 | 1616.5 | -- | -- | -- | 949.4 | 1268 | 2217.4 | -- | -- | --
No | HVAC | A/C 3.5 Ton Cased Coil R410A | Each | 976.8 | 678.5 | 1655.3 | -- | -- | -- | 976.8 | 1285.5 | 2262.3 | -- | -- | --
No | HVAC | A/C Condenser Pad | Each | 74.5 | 55.5 | 130 | -- | -- | -- | 74.5 | 96.1 | 170.6 | -- | -- | --
No | HVAC | A/C Line Set - 3/4" x 25' | Each | 219.1 | 224.3 | 443.4 | -- | -- | -- | 219.1 | 489.4 | 708.5 | -- | -- | --
No | HVAC | A/C Line Set - 3/4" x 50' | Each | 375.7 | 241.6 | 617.3 | -- | -- | -- | 375.7 | 525.9 | 901.6 | -- | -- | --
No | HVAC | A/C Whip | Each | 36.7 | 21.9 | 58.6 | -- | -- | -- | 36.7 | 38.3 | 75 | -- | -- | --
No | HVAC | Ball Valve - 1/2" | Each | 11.8 | 42 | 53.8 | -- | -- | -- | 11.8 | 82.7 | 94.5 | -- | -- | --
No | HVAC | Ball Valve - 3/4" | Each | 14.9 | 47.3 | 62.2 | -- | -- | -- | 14.9 | 93.6 | 108.5 | -- | -- | --
No | HVAC | Black Pipe - 1 1/2" w/fittings | Foot | 12.4 | 29.4 | 41.8 | -- | -- | -- | 12.4 | 54.9 | 67.3 | -- | -- | --
No | HVAC | Black Pipe - 1 1/4" w/fittings | Foot | 11.1 | 27.4 | 38.5 | -- | -- | -- | 11.1 | 50.3 | 61.4 | -- | -- | --
No | HVAC | Black Pipe - 1" w/ Fittings | Foot | 6.9 | 18.4 | 25.3 | -- | -- | -- | 6.9 | 34 | 40.9 | -- | -- | --
No | HVAC | Black Pipe - 1/2"w/ Fittings | Foot | 4 | 13.9 | 17.9 | -- | -- | -- | 4 | 24.6 | 28.6 | -- | -- | --
No | HVAC | Black Pipe - 3/4" w/ Fittings | Foot | 5.2 | 15.2 | 20.4 | -- | -- | -- | 5.2 | 27.9 | 33.1 | -- | -- | --
No | HVAC | Black Pipe Cap - 1" | Each | 3.5 | 27.5 | 31 | -- | -- | -- | 3.5 | 48.2 | 51.7 | -- | -- | --
No | HVAC | Black Pipe Cap - 1/2" | Each | 2.1 | 23.3 | 25.4 | -- | -- | -- | 2.1 | 39.5 | 41.6 | -- | -- | --
No | HVAC | Black Pipe Cap - 3/4" | Each | 2.7 | 24.3 | 27 | -- | -- | -- | 2.7 | 42.2 | 44.9 | -- | -- | --
Yes | HVAC | Boiler FW - 95% EFE 40K BTU (include outdoor reset control) | Each | 3228.4 | 1704.8 | 4933.2 | 3982.6 | 3073.2 | 7055.8 | 3228.4 | 3099.8 | 6328.2 | 3982.6 | 5650 | 9632.6
Yes | HVAC | Boiler FW - 95% EFE 60K BTU (include outdoor reset control) | Each | 2740.1 | 1704.8 | 4444.9 | 3494.2 | 3073.2 | 6567.4 | 2740.1 | 3099.8 | 5839.9 | 3494.2 | 5650 | 9144.2
Yes | HVAC | Boiler FW - 95% EFE 70K BTU (include outdoor reset control) | Each | 4517.8 | 1704.8 | 6222.6 | 5271.9 | 3073.2 | 8345.1 | 4517.8 | 3099.8 | 7617.6 | 5271.9 | 5650 | 10921.9
Yes | HVAC | Boiler FW - 95% EFE 85K BTU (include outdoor reset control) | Each | 3827.2 | 1704.8 | 5532 | 4581.3 | 3073.2 | 7654.5 | 3827.2 | 3099.8 | 6927 | 4581.3 | 5650 | 10231.3
Yes | HVAC | Boiler FW - 95% EFE 100K BTU (include outdoor reset control) | Each | 4423.4 | 1766 | 6189.4 | 5177.6 | 3134.4 | 8312 | 4423.4 | 3209.8 | 7633.2 | 5177.6 | 5760 | 10937.6
Yes | HVAC | Boiler FW - 95% EFE 125K BTU (include outdoor reset control) | Each | 3906.1 | 1790.3 | 5696.4 | 4660.3 | 3158.7 | 7819 | 3906.1 | 3263.7 | 7169.8 | 4660.3 | 5814 | 10474.3
Yes | HVAC | Boiler FW - 95% EFE 130K BTU (include outdoor reset control) | Each | 4165.4 | 1790.3 | 5955.7 | 4919.6 | 3158.7 | 8078.3 | 4165.4 | 3263.7 | 7429.1 | 4919.6 | 5814 | 10733.6
Yes | HVAC | Boiler FW - 95% EFE 150K BTU (include outdoor reset control) | Each | 4050.5 | 1790.3 | 5840.8 | 4804.7 | 3158.7 | 7963.4 | 4050.5 | 3263.7 | 7314.2 | 4804.7 | 5814 | 10618.7
Yes | HVAC | Boiler FW - 95% EFE 165K BTU (include outdoor reset control) | Each | 3387.4 | 1812.6 | 5200 | 4141.5 | 3180.9 | 7322.4 | 3387.4 | 3299.4 | 6686.8 | 4141.5 | 5849.7 | 9991.2
Yes | HVAC | Boiler FW - 95% EFE 200K BTU (include outdoor reset control) | Each | 4248.9 | 1812.6 | 6061.5 | 5003.1 | 3180.9 | 8184 | 4248.9 | 3299.4 | 7548.3 | 5003.1 | 5849.7 | 10852.8
No | HVAC | Boiler Parts - Air Scoop | Each | 42.2 | 45.8 | 88 | -- | -- | -- | 42.2 | 81.5 | 123.7 | -- | -- | --
No | HVAC | Boiler Parts - Air Vent | Each | 24.8 | 56.6 | 81.4 | -- | -- | -- | 24.8 | 107.7 | 132.5 | -- | -- | --
No | HVAC | Boiler Parts - Back Flow Preventer | Each | 157.8 | 111.5 | 269.3 | -- | -- | -- | 157.8 | 221.1 | 378.9 | -- | -- | --
No | HVAC | Boiler Parts - Circulator Pump | Each | 176.7 | 294.9 | 471.6 | -- | -- | -- | 176.7 | 535.7 | 712.4 | -- | -- | --
No | HVAC | Boiler Parts - Copper Pipe 1 1/2" Includes Fittings | Foot | 22.2 | 15.8 | 38 | -- | -- | -- | 22.2 | 30.7 | 52.9 | -- | -- | --
No | HVAC | Boiler Parts - Copper Pipe 1 1/4" Includes Fittings | Foot | 16.8 | 14.9 | 31.7 | -- | -- | -- | 16.8 | 28.8 | 45.6 | -- | -- | --
No | HVAC | Boiler Parts - Copper Pipe 1" Includes Fittings | Foot | 11.8 | 13.4 | 25.2 | -- | -- | -- | 11.8 | 25.9 | 37.7 | -- | -- | --
No | HVAC | Boiler Parts - Copper Pipe 1/2" Includes Fittings | Foot | 3.2 | 11.6 | 14.8 | -- | -- | -- | 3.2 | 22.3 | 25.5 | -- | -- | --
No | HVAC | Boiler Parts - Copper Pipe 2 1/2" Includes Fittings | Foot | 34.4 | 21.9 | 56.3 | -- | -- | -- | 34.4 | 42.7 | 77.1 | -- | -- | --
No | HVAC | Boiler Parts - Copper Pipe 2" Includes Fittings | Foot | 36.1 | 20 | 56.1 | -- | -- | -- | 36.1 | 38.6 | 74.7 | -- | -- | --
No | HVAC | Boiler Parts - Copper Pipe 3/4" Includes Fittings | Foot | 6.3 | 12.4 | 18.7 | -- | -- | -- | 6.3 | 23.7 | 30 | -- | -- | --
No | HVAC | Boiler Parts - Discharge Pipe | Each | 25 | 51.1 | 76.1 | -- | -- | -- | 25 | 92.9 | 117.9 | -- | -- | --
No | HVAC | Boiler Parts - Drain Valve | Each | 10.6 | 47 | 57.6 | -- | -- | -- | 10.6 | 92.3 | 102.9 | -- | -- | --
No | HVAC | Boiler Parts - Expansion Tank | Each | 67.4 | 249.1 | 316.5 | -- | -- | -- | 67.4 | 471.3 | 538.7 | -- | -- | --
No | HVAC | Boiler Parts - Radiator 4 tube 6 section | Each | 206.9 | 479.9 | 686.8 | -- | -- | -- | 206.9 | 1007.4 | 1214.3 | -- | -- | --
No | HVAC | Boiler Parts - Radiator 4 tube 14 section | Each | 464 | 613.3 | 1077.3 | -- | -- | -- | 464 | 1326.2 | 1790.2 | -- | -- | --
No | HVAC | Boiler Parts - Radiator 4 tube 24 section | Each | 537.1 | 826.4 | 1363.5 | -- | -- | -- | 537.1 | 1735.4 | 2272.5 | -- | -- | --
No | HVAC | Boiler Parts - Radiator Valve | Each | 21.2 | 65.5 | 86.7 | -- | -- | -- | 21.2 | 121.6 | 142.8 | -- | -- | --
No | HVAC | Boiler parts - Radiator valve (steam) | Each | 59.1 | 47 | 106.1 | -- | -- | -- | 59.1 | 88.6 | 147.7 | -- | -- | --
No | HVAC | Boiler Parts - Radiator Vent/Bleeder Valve | Each | 7 | 63.5 | 70.5 | -- | -- | -- | 7 | 118.1 | 125.1 | -- | -- | --
No | HVAC | Boiler Parts - T&P Valve | Each | 57 | 44 | 101 | -- | -- | -- | 57 | 83 | 140 | -- | -- | --
No | HVAC | Boiler Parts - Zone Pump | Each | 176.7 | 347.9 | 524.6 | -- | -- | -- | 176.7 | 627.5 | 804.2 | -- | -- | --
No | HVAC | Boiler Parts - Zone T-Stat | Each | 302.5 | 92.8 | 395.3 | -- | -- | -- | 302.5 | 172.8 | 475.3 | -- | -- | --
No | HVAC | Boiler Parts - Zone Valve | Each | 163.1 | 112.9 | 276 | -- | -- | -- | 163.1 | 191.9 | 355 | -- | -- | --
No | HVAC | Boiler Pipe Insulation (1 inch, including elbows) | Per Foot | 7.7 | 4.9 | 12.6 | -- | -- | -- | 7.7 | 9.3 | 17 | -- | -- | --
No | HVAC | Boiler Pipe Insulation (2 inch, including elbows) | Per Foot | 17.3 | 5.7 | 23 | -- | -- | -- | 17.3 | 10.7 | 28 | -- | -- | --
No | HVAC | Boiler Pipe Insulation (4 inch, including elbows) | Per Foot | 15.1 | 6.9 | 22 | -- | -- | -- | 15.1 | 13.1 | 28.2 | -- | -- | --
Yes | HVAC | Central A/C - 1.5 ton (Energy Star) | Each | 2315.8 | 1269.3 | 3585.1 | 3293.3 | 2140.4 | 5433.7 | 2315.8 | 2482.2 | 4798 | 3293.3 | 4166.8 | 7460.1
Yes | HVAC | Central A/C - 2 ton (Energy Star) | Each | 2503.5 | 1325.6 | 3829.1 | 3481 | 2196.8 | 5677.8 | 2503.5 | 2568.2 | 5071.7 | 3481 | 4252.8 | 7733.8
Yes | HVAC | Central A/C - 2.5 ton (Energy Star) | Each | 2497.8 | 1486.9 | 3984.7 | 3475.3 | 2358 | 5833.3 | 2497.8 | 2893.1 | 5390.9 | 3475.3 | 4577.8 | 8053.1
Yes | HVAC | Central A/C - 3 ton (Energy Star) | Each | 2766.7 | 1620.8 | 4387.5 | 3744.1 | 2491.9 | 6236 | 2766.7 | 3097.5 | 5864.2 | 3744.1 | 4782.1 | 8526.2
Yes | HVAC | Central A/C - 3.5 ton (Energy Star) | Each | 2688.7 | 1741.1 | 4429.8 | 3666.2 | 2612.2 | 6278.4 | 2688.7 | 3289.4 | 5978.1 | 3666.2 | 4974.1 | 8640.3
Yes | HVAC | Central A/C - 4 ton (Energy Star) | Each | 2944.1 | 1890.6 | 4834.7 | 3921.5 | 2761.8 | 6683.3 | 2944.1 | 3517.6 | 6461.7 | 3921.5 | 5202.2 | 9123.7
No | HVAC | Chimney Cap | Each | 68.7 | 59.1 | 127.8 | -- | -- | -- | 68.7 | 104.2 | 172.9 | -- | -- | --
No | HVAC | Chimney Cap 8" x 8" | Each | 69.5 | 50 | 119.5 | -- | -- | -- | 69.5 | 91 | 160.5 | -- | -- | --
No | HVAC | Chimney Cap 8" x 13" | Each | 80.6 | 50 | 130.6 | -- | -- | -- | 80.6 | 91 | 171.6 | -- | -- | --
No | HVAC | Chimney Cap 13" x 13" | Each | 73 | 50 | 123 | -- | -- | -- | 73 | 91 | 164 | -- | -- | --
No | HVAC | Chimney Cap 13" x 17" | Each | 106.3 | 50 | 156.3 | -- | -- | -- | 106.3 | 91 | 197.3 | -- | -- | --
No | HVAC | Condensate Neutralizer (Recharge Kit) | Pound | 16.7 | 0 | 16.7 | -- | -- | -- | 16.7 | 0 | 16.7 | -- | -- | --
No | HVAC | Condensate ph neutralizer filter | Each | 133.5 | 111.2 | 244.7 | -- | -- | -- | 133.5 | 201.2 | 334.7 | -- | -- | --
No | HVAC | Condensate Pump 1/30 HP | Each | 78.6 | 160.6 | 239.2 | -- | -- | -- | 78.6 | 276.8 | 355.4 | -- | -- | --
No | HVAC | Condensate Pump 1/50 HP | Each | 85.2 | 160.6 | 245.8 | -- | -- | -- | 85.2 | 276.8 | 362 | -- | -- | --
No | HVAC | Condensate Pump w/ Neutralizer | Each | 262.2 | 160.6 | 422.8 | -- | -- | -- | 262.2 | 276.8 | 539 | -- | -- | --
No | HVAC | Draft Inducer Motor | Each | 224.1 | 180.8 | 404.9 | -- | -- | -- | 224.1 | 318.1 | 542.2 | -- | -- | --
No | HVAC | Duct Boot Round (4" X 10") 6" | Each | 11.4 | 44.1 | 55.5 | -- | -- | -- | 11.4 | 72.9 | 84.3 | -- | -- | --
No | HVAC | Duct Boot Round (4" X 10") 8" | Each | 17.9 | 44.1 | 62 | -- | -- | -- | 17.9 | 72.9 | 90.8 | -- | -- | --
No | HVAC | Duct Boot Round (4" X 12") 6" | Each | 12.7 | 44.1 | 56.8 | -- | -- | -- | 12.7 | 72.9 | 85.6 | -- | -- | --
No | HVAC | Duct Boot Round (4" X 12") 8" | Each | 13.5 | 44.1 | 57.6 | -- | -- | -- | 13.5 | 72.9 | 86.4 | -- | -- | --
No | HVAC | Duct Elbow 4" | Each | 10.9 | 21.5 | 32.4 | -- | -- | -- | 10.9 | 36.3 | 47.2 | -- | -- | --
No | HVAC | Duct Mastic per Gal | Each | 46.6 | 153.5 | 200.1 | -- | -- | -- | 46.6 | 325.5 | 372.1 | -- | -- | --
No | HVAC | Duct Mastic per Tube | Tube | 7.3 | 26.1 | 33.4 | -- | -- | -- | 7.3 | 54.4 | 61.7 | -- | -- | --
No | HVAC | Duct Take Off Collar 4" | Each | 11.8 | 24.1 | 35.9 | -- | -- | -- | 11.8 | 53.8 | 65.6 | -- | -- | --
No | HVAC | Duct Ties 16" | Each | 0.4 | 12.2 | 12.6 | -- | -- | -- | 0.4 | 22.3 | 22.7 | -- | -- | --
No | HVAC | Elec Baseboard Htr - 2 ft | Each | 60.3 | 101.3 | 161.6 | -- | -- | -- | 60.3 | 163.9 | 224.2 | -- | -- | --
No | HVAC | Elec Baseboard Htr - 4 ft | Each | 78.4 | 132.7 | 211.1 | -- | -- | -- | 78.4 | 218.9 | 297.3 | -- | -- | --
No | HVAC | Elec Baseboard Htr - 6 ft | Each | 89.5 | 173.8 | 263.3 | -- | -- | -- | 89.5 | 289.7 | 379.2 | -- | -- | --
No | HVAC | Elec Baseboard Htr - 8 ft | Each | 116.2 | 291.2 | 407.4 | -- | -- | -- | 116.2 | 474.6 | 590.8 | -- | -- | --
Yes | HVAC | Electric Furn - 10 KW | Each | 1351.8 | 1073.4 | 2425.2 | 1798.2 | 1679 | 3477.2 | 1351.8 | 1876.5 | 3228.3 | 1798.2 | 2962.6 | 4760.8
Yes | HVAC | Electric Furn - 20 KW | Each | 1880.3 | 1062.5 | 2942.8 | 2326.6 | 1668.2 | 3994.8 | 1880.3 | 1858.8 | 3739.1 | 2326.6 | 2944.9 | 5271.5
Yes | HVAC | Electric Furn - 25 KW | Each | 4767.5 | 1073.4 | 5840.9 | 5213.8 | 1679 | 6892.8 | 4767.5 | 1876.5 | 6644 | 5213.8 | 2962.6 | 8176.4
No | HVAC | Evaporator Coil | Each | 461 | 470.7 | 931.7 | -- | -- | -- | 461 | 885.4 | 1346.4 | -- | -- | --
No | HVAC | Filter Rack Cover - Magnetic | Each | 14.4 | 19.5 | 33.9 | -- | -- | -- | 14.4 | 39.4 | 53.8 | -- | -- | --
No | HVAC | Flat Wall Return Grille - 20" X 20" | Each | 32.5 | 36.3 | 68.8 | -- | -- | -- | 32.5 | 73.2 | 105.7 | -- | -- | --
No | HVAC | Flat Wall Return Grille - 20" X 25" | Each | 77.5 | 36.3 | 113.8 | -- | -- | -- | 77.5 | 73.2 | 150.7 | -- | -- | --
No | HVAC | Flex Tubing 3/8" - Cond Drain | Foot | 1.1 | 3 | 4.1 | -- | -- | -- | 1.1 | 5.7 | 6.8 | -- | -- | --
No | HVAC | Floor Registers - 4" X 10" | Each | 6.8 | 25 | 31.8 | -- | -- | -- | 6.8 | 51.9 | 58.7 | -- | -- | --
No | HVAC | Floor Registers - 4" X 12" | Each | 15 | 25 | 40 | -- | -- | -- | 15 | 51.9 | 66.9 | -- | -- | --
No | HVAC | Floor Registers - 6" X 10" | Each | 16.5 | 25.5 | 42 | -- | -- | -- | 16.5 | 52.8 | 69.3 | -- | -- | --
No | HVAC | Floor Registers - 6" X 12" | Each | 15.9 | 25.9 | 41.8 | -- | -- | -- | 15.9 | 53.4 | 69.3 | -- | -- | --
No | HVAC | Floor Return Grille - 14" X 20" | Each | 81.6 | 34.4 | 116 | -- | -- | -- | 81.6 | 69.6 | 151.2 | -- | -- | --
No | HVAC | Floor Return Grille - 16" x 20" | Each | 40.1 | 34.4 | 74.5 | -- | -- | -- | 40.1 | 69.6 | 109.7 | -- | -- | --
No | HVAC | Floor Return Grille - 20" X 20" | Each | 69.4 | 34.4 | 103.8 | -- | -- | -- | 69.4 | 69.6 | 139 | -- | -- | --
No | HVAC | Furn Filter - 16" X 20" X 1" | Each | 9.3 | 1.8 | 11.1 | -- | -- | -- | 9.3 | 3.1 | 12.4 | -- | -- | --
No | HVAC | Furn Filter - 16" X 25" X 1" | Each | 8.5 | 1.8 | 10.3 | -- | -- | -- | 8.5 | 3.1 | 11.6 | -- | -- | --
No | HVAC | Furn Filter - 20" X 25" X 1" | Each | 14.9 | 1.8 | 16.7 | -- | -- | -- | 14.9 | 3.1 | 18 | -- | -- | --
No | HVAC | Furn Filter - 20" x 25" x 4" | Each | 28 | 1.8 | 29.8 | -- | -- | -- | 28 | 3.1 | 31.1 | -- | -- | --
No | HVAC | Furnace Conversion Kit (downflow/up-flow) | Each | 91.7 | 302.7 | 394.4 | -- | -- | -- | 91.7 | 425.2 | 516.9 | -- | -- | --
No | HVAC | Furnace Filter Rack - 1" | Each | 60.8 | 219.3 | 280.1 | -- | -- | -- | 60.8 | 337.6 | 398.4 | -- | -- | --
No | HVAC | Furnace Filter Rack - 4" | Each | 168.3 | 219.3 | 387.6 | -- | -- | -- | 168.3 | 337.6 | 505.9 | -- | -- | --
No | HVAC | Furnace Power Interrupter and Fuse Switch (SSY Assembly) | Each | 45.2 | 118.2 | 163.4 | -- | -- | -- | 45.2 | 199.4 | 244.6 | -- | -- | --
No | HVAC | Galv Chimney Flashing | Each | 77 | 162.1 | 239.1 | -- | -- | -- | 77 | 267.1 | 344.1 | -- | -- | --
No | HVAC | Gas Shut Off Valve - 1" | Each | 22.5 | 44.5 | 67 | -- | -- | -- | 22.5 | 82.8 | 105.3 | -- | -- | --
No | HVAC | Gas Shut Off Valve - 1/2" | Each | 15.4 | 47.6 | 63 | -- | -- | -- | 15.4 | 86.7 | 102.1 | -- | -- | --
No | HVAC | Gas Shut Off Valve - 3/4" | Each | 15.3 | 42.2 | 57.5 | -- | -- | -- | 15.3 | 77.6 | 92.9 | -- | -- | --
Yes | HVAC | Heat Pump (AS) - 1.5 ton (Energy Star) | Each | 2262 | 1180.7 | 3442.7 | 2999.2 | 1919.8 | 4919 | 2262 | 2117 | 4379 | 2999.2 | 3502.1 | 6501.3
Yes | HVAC | Heat Pump (AS) - 2 ton (Energy Star) | Each | 2860.6 | 1180.7 | 4041.3 | 3597.7 | 1919.8 | 5517.5 | 2860.6 | 2117 | 4977.6 | 3597.7 | 3502.1 | 7099.8
Yes | HVAC | Heat Pump (AS) - 2.5 ton (Energy Star) | Each | 3136.1 | 1192.1 | 4328.2 | 3873.2 | 1931.3 | 5804.5 | 3136.1 | 2146.6 | 5282.7 | 3873.2 | 3531.7 | 7404.9
Yes | HVAC | Heat Pump (AS) - 3 ton (Energy Star) | Each | 3610.6 | 1205 | 4815.6 | 4347.8 | 1944.1 | 6291.9 | 3610.6 | 2182.3 | 5792.9 | 4347.8 | 3567.4 | 7915.2
Yes | HVAC | Heat Pump (AS) - 3.5 ton (Energy Star) | Each | 3731.5 | 1239.6 | 4971.1 | 4468.7 | 1978.7 | 6447.4 | 3731.5 | 2266.5 | 5998 | 4468.7 | 3651.6 | 8120.3
Yes | HVAC | Heat Pump (AS) - 4 ton (Energy Star) | Each | 3434.2 | 1252.4 | 4686.6 | 4171.3 | 1991.6 | 6162.9 | 3434.2 | 2302.2 | 5736.4 | 4171.3 | 3687.3 | 7858.6
Yes | HVAC | Heat Pump (AS) M.H. 1.5 Ton | Each | 3309.5 | 1180.7 | 4490.2 | 4046.7 | 1919.8 | 5966.5 | 3309.5 | 2117 | 5426.5 | 4046.7 | 3502.1 | 7548.8
Yes | HVAC | Heat Pump (AS) M.H. 2 Ton | Each | 3671.5 | 1180.7 | 4852.2 | 4408.6 | 1919.8 | 6328.4 | 3671.5 | 2117 | 5788.5 | 4408.6 | 3502.1 | 7910.7
Yes | HVAC | Heat Pump (AS) M.H. 2.5 Ton | Each | 5254.5 | 1192.1 | 6446.6 | 5991.7 | 1931.3 | 7923 | 5254.5 | 2146.6 | 7401.1 | 5991.7 | 3531.7 | 9523.4
Yes | HVAC | Heat Pump (AS) M.H. 3 Ton | Each | 4304.8 | 1205 | 5509.8 | 5042 | 1944.1 | 6986.1 | 4304.8 | 2182.3 | 6487.1 | 5042 | 3567.4 | 8609.4
Yes | HVAC | Heat Pump (AS) M.H. 3.5 Ton | Each | 3806.4 | 1239.6 | 5046 | 4543.5 | 1978.7 | 6522.2 | 3806.4 | 2266.5 | 6072.9 | 4543.5 | 3651.6 | 8195.1
No | HVAC | HP Feet-Riser Pad | Each | 122.3 | 23.2 | 145.5 | -- | -- | -- | 122.3 | 46.2 | 168.5 | -- | -- | --
No | HVAC | Insulated Flex Duct - 4" | Foot | 4 | 5.4 | 9.4 | -- | -- | -- | 4 | 10.1 | 14.1 | -- | -- | --
No | HVAC | Insulated Flex Duct - 6" | Foot | 3.7 | 6 | 9.7 | -- | -- | -- | 3.7 | 11.2 | 14.9 | -- | -- | --
No | HVAC | Insulated Flex Duct - 8" | Foot | 4.5 | 7.5 | 12 | -- | -- | -- | 4.5 | 13.5 | 18 | -- | -- | --
No | HVAC | Line Set UV Covering | Each | 68.4 | 124.3 | 192.7 | -- | -- | -- | 68.4 | 191.1 | 259.5 | -- | -- | --
Yes | HVAC | M. H. Central AC 14 Seer 1.5 Ton | Each | 2315.8 | 1169.2 | 3485 | 3293.3 | 2040.3 | 5333.6 | 2315.8 | 2325.1 | 4640.9 | 3293.3 | 4009.7 | 7303
Yes | HVAC | M. H. Central AC 14 Seer 3.5 Ton | Each | 2688.7 | 1631.2 | 4319.9 | 3666.2 | 2502.3 | 6168.5 | 2688.7 | 3114.4 | 5803.1 | 3666.2 | 4799 | 8465.2
Yes | HVAC | M.H. 95% NG/Prop FAF - 45,000 BTU | Each | 3081.8 | 1104 | 4185.8 | 3765 | 2289.3 | 6054.3 | 3081.8 | 1822.7 | 4904.5 | 3765 | 3974 | 7739
Yes | HVAC | M.H. 95% NG/Prop FAF - 75,000 BTU | Each | 2982.5 | 1180 | 4162.5 | 3665.7 | 2365.4 | 6031.1 | 2982.5 | 1885.4 | 4867.9 | 3665.7 | 4036.7 | 7702.4
Yes | HVAC | M.H. 95% NG/Prop FAF - 110,000 BTU | Each | 4142 | 1055.4 | 5197.4 | 4825.2 | 2240.8 | 7066 | 4142 | 1753.2 | 5895.2 | 4825.2 | 3904.5 | 8729.7
Yes | HVAC | M.H. Electric Furn - 10 KW | Each | 1298.1 | 903.4 | 2201.5 | 1744.5 | 1509.1 | 3253.6 | 1298.1 | 1786.7 | 3084.8 | 1744.5 | 2872.8 | 4617.3
Yes | HVAC | M.H. Electric Furn - 20 KW | Each | 1572.3 | 897.9 | 2470.2 | 2018.7 | 1503.5 | 3522.2 | 1572.3 | 1788.1 | 3360.4 | 2018.7 | 2874.2 | 4892.9
No | HVAC | M.H. Roof Jack | Each | 260.6 | 67.6 | 328.2 | -- | -- | -- | 260.6 | 112.2 | 372.8 | -- | -- | --
No | HVAC | Mesh Tape - 3" | Roll | 19 | 274.1 | 293.1 | -- | -- | -- | 19 | 463.3 | 482.3 | -- | -- | --
No | HVAC | Mini-Split (Dual Zone) - 1.5 ton | Each | 3423.1 | 1137.8 | 4560.9 | -- | -- | -- | 3423.1 | 1807.2 | 5230.3 | -- | -- | --
No | HVAC | Mini-Split (Dual Zone) - 2 ton | Each | 3448 | 1173 | 4621 | -- | -- | -- | 3448 | 1861 | 5309 | -- | -- | --
No | HVAC | Mini-Split (Dual Zone) - 2.5 ton | Each | 4582.2 | 1313.5 | 5895.7 | -- | -- | -- | 4582.2 | 2070.6 | 6652.8 | -- | -- | --
No | HVAC | Mini-Split (Dual Zone) - 3 ton | Each | 5533.7 | 1313.5 | 6847.2 | -- | -- | -- | 5533.7 | 2070.6 | 7604.3 | -- | -- | --
No | HVAC | Mini-Split (Dual Zone) - 3.5 ton | Each | 7045 | 1389.1 | 8434.1 | -- | -- | -- | 7045 | 2169.9 | 9214.9 | -- | -- | --
No | HVAC | Mini-Split (Dual Zone) - 4 ton | Each | 6409.7 | 1389.1 | 7798.8 | -- | -- | -- | 6409.7 | 2169.9 | 8579.6 | -- | -- | --
No | HVAC | Mini-Split (Single Zone) - 1 ton | Each | 1171.7 | 898.2 | 2069.9 | -- | -- | -- | 1171.7 | 1399 | 2570.7 | -- | -- | --
No | HVAC | Mini-Split (Single Zone) - 1.5 ton | Each | 1341.6 | 956.2 | 2297.8 | -- | -- | -- | 1341.6 | 1487.6 | 2829.2 | -- | -- | --
No | HVAC | Mini-Split (Single Zone) - 2 ton | Each | 1921.5 | 991.5 | 2913 | -- | -- | -- | 1921.5 | 1541.4 | 3462.9 | -- | -- | --
No | HVAC | Package Terminal Heat Pump - 7k btu | Each | 1301.3 | 830.3 | 2131.6 | -- | -- | -- | 1301.3 | 1648.1 | 2949.4 | -- | -- | --
No | HVAC | Package Terminal Heat Pump - 9k btu | Each | 1415.1 | 1020.7 | 2435.8 | -- | -- | -- | 1415.1 | 2059.1 | 3474.2 | -- | -- | --
No | HVAC | Package Terminal Heat Pump - 12k btu | Each | 1436.8 | 592 | 2028.8 | -- | -- | -- | 1436.8 | 1144.2 | 2581 | -- | -- | --
No | HVAC | Package Terminal Heat Pump - 14k-15k btu | Each | 1212.8 | 680.3 | 1893.1 | -- | -- | -- | 1212.8 | 1349.1 | 2561.9 | -- | -- | --
No | HVAC | PVC Pipe Ins - 2" to 3" | Foot | 5.6 | 11.7 | 17.3 | -- | -- | -- | 5.6 | 22.5 | 28.1 | -- | -- | --
No | HVAC | PVC Pipe Ins - 3" to 4" | Foot | 7.3 | 8.8 | 16.1 | -- | -- | -- | 7.3 | 16.6 | 23.9 | -- | -- | --
No | HVAC | PVC Pipe Ins - up to 2" | Foot | 3 | 8.7 | 11.7 | -- | -- | -- | 3 | 16.6 | 19.6 | -- | -- | --
No | HVAC | Refrigerant R-410A | Pound | 14.6 | 29.5 | 44.1 | -- | -- | -- | 14.6 | 50.5 | 65.1 | -- | -- | --
No | HVAC | Return Air Filter Grille - 12" x 24" | Each | 48.1 | 40.7 | 88.8 | -- | -- | -- | 48.1 | 74.8 | 122.9 | -- | -- | --
No | HVAC | Return Air Filter Grille - 14" X 20" | Each | 49.6 | 40.7 | 90.3 | -- | -- | -- | 49.6 | 74.8 | 124.4 | -- | -- | --
No | HVAC | Return Air Filter Grille - 14" x 24" | Each | 55.6 | 40.7 | 96.3 | -- | -- | -- | 55.6 | 74.8 | 130.4 | -- | -- | --
No | HVAC | Return Air Filter Grille - 14" X 25" | Each | 49.9 | 40.7 | 90.6 | -- | -- | -- | 49.9 | 74.8 | 124.7 | -- | -- | --
No | HVAC | Return Air Filter Grille - 16" x 16" | Each | 44.5 | 40.7 | 85.2 | -- | -- | -- | 44.5 | 74.8 | 119.3 | -- | -- | --
No | HVAC | Return Air Filter Grille - 16" X 20" | Each | 52.9 | 40.7 | 93.6 | -- | -- | -- | 52.9 | 74.8 | 127.7 | -- | -- | --
No | HVAC | Return Air Filter Grille - 16" X 25" | Each | 50.7 | 40.7 | 91.4 | -- | -- | -- | 50.7 | 74.8 | 125.5 | -- | -- | --
No | HVAC | Return Air Filter Grille - 20" X 20" | Each | 64 | 40.7 | 104.7 | -- | -- | -- | 64 | 74.8 | 138.8 | -- | -- | --
No | HVAC | Return Air Filter Grille - 24" x 24" | Each | 69.3 | 40.7 | 110 | -- | -- | -- | 69.3 | 74.8 | 144.1 | -- | -- | --
No | HVAC | Return Drop | Each | 330.3 | 144 | 474.3 | -- | -- | -- | 330.3 | 243.6 | 573.9 | -- | -- | --
No | HVAC | Return Drop Kit - 16" X 20" | Each | 273.1 | 418.3 | 691.4 | -- | -- | -- | 273.1 | 828.3 | 1101.4 | -- | -- | --
No | HVAC | Return Drop Kit - 16" X 25" | Each | 379.5 | 418.3 | 797.8 | -- | -- | -- | 379.5 | 828.3 | 1207.8 | -- | -- | --
No | HVAC | Return Drop Kit - 20" X 20" | Each | 293.9 | 418.3 | 712.2 | -- | -- | -- | 293.9 | 828.3 | 1122.2 | -- | -- | --
No | HVAC | Return Drop Kit - 20" X 25" | Each | 305.7 | 435 | 740.7 | -- | -- | -- | 305.7 | 854.5 | 1160.2 | -- | -- | --
No | HVAC | Return Plenum | Each | 197.2 | 313.1 | 510.3 | -- | -- | -- | 197.2 | 565.7 | 762.9 | -- | -- | --
No | HVAC | Return Transition | Each | 197.3 | 166.4 | 363.7 | -- | -- | -- | 197.3 | 331.2 | 528.5 | -- | -- | --
No | HVAC | Roof Adapter/Seal for 90% vent termination | Each | 8.7 | 57.1 | 65.8 | -- | -- | -- | 8.7 | 91.5 | 100.2 | -- | -- | --
No | HVAC | Round Duct Insulation - 4" | Foot | 3.1 | 4.5 | 7.6 | -- | -- | -- | 3.1 | 8.2 | 11.3 | -- | -- | --
No | HVAC | Round Duct Insulation - 6" | Foot | 7.8 | 5.6 | 13.4 | -- | -- | -- | 7.8 | 10.4 | 18.2 | -- | -- | --
No | HVAC | Round Duct Insulation - 8" | Foot | 8.8 | 6.8 | 15.6 | -- | -- | -- | 8.8 | 12.7 | 21.5 | -- | -- | --
No | HVAC | Sheet Metal - per Sheet (4' x 10') | Each | 106 | 118.4 | 224.4 | -- | -- | -- | 106 | 206 | 312 | -- | -- | --
Yes | HVAC | Stm Boiler - 80% EFE 60K BTU | Each | 3387.9 | 1713 | 5100.9 | 4400.5 | 2845.5 | 7246 | 3387.9 | 3177.6 | 6565.5 | 4400.5 | 5274.1 | 9674.6
Yes | HVAC | Stm Boiler - 80% EFE 70K BTU | Each | 3399.6 | 1801.5 | 5201.1 | 4412.2 | 2933.9 | 7346.1 | 3399.6 | 3354.5 | 6754.1 | 4412.2 | 5451 | 9863.2
Yes | HVAC | Stm Boiler - 80% EFE 80K BTU | Each | 4193 | 1863.8 | 6056.8 | 5205.6 | 2996.2 | 8201.8 | 4193 | 3462.2 | 7655.2 | 5205.6 | 5558.8 | 10764.4
Yes | HVAC | Stm Boiler - 80% EFE 100K BTU | Each | 3828.3 | 1357.9 | 5186.2 | 4840.9 | 2490.4 | 7331.3 | 3828.3 | 2523.7 | 6352 | 4840.9 | 4620.2 | 9461.1
Yes | HVAC | Stm Boiler - 80% EFE 125K BTU | Each | 4447.3 | 1420.2 | 5867.5 | 5459.9 | 2552.6 | 8012.5 | 4447.3 | 2631.4 | 7078.7 | 5459.9 | 4728 | 10187.9
Yes | HVAC | Stm Boiler - 80% EFE 150K BTU | Each | 4358.9 | 1517.8 | 5876.7 | 5371.4 | 2650.2 | 8021.6 | 4358.9 | 2832.3 | 7191.2 | 5371.4 | 4928.9 | 10300.3
Yes | HVAC | Stm Boiler - 80% EFE 175K BTU | Each | 4841.7 | 1580.1 | 6421.8 | 5854.2 | 2712.5 | 8566.7 | 4841.7 | 2940 | 7781.7 | 5854.2 | 5036.6 | 10890.8
Yes | HVAC | Stm Boiler - 80% EFE 200K to 225K BTU | Each | 5330 | 1678.8 | 7008.8 | 6342.5 | 2811.3 | 9153.8 | 5330 | 3123.1 | 8453.1 | 6342.5 | 5219.7 | 11562.2
No | HVAC | Stm Boiler Parts - Air Vent | Each | 45.7 | 27.4 | 73.1 | -- | -- | -- | 45.7 | 50.3 | 96 | -- | -- | --
No | HVAC | Stm Boiler Parts - Blow Off Valve for Low Water Cut Off | Each | 230.7 | 33.2 | 263.9 | -- | -- | -- | 230.7 | 54.7 | 285.4 | -- | -- | --
No | HVAC | Stm Boiler Parts - Boiler Relay | Each | 72.7 | 77 | 149.7 | -- | -- | -- | 72.7 | 165 | 237.7 | -- | -- | --
No | HVAC | Stm Boiler Parts - Low Water Cut Off | Each | 301.4 | 56.3 | 357.7 | -- | -- | -- | 301.4 | 93.3 | 394.7 | -- | -- | --
No | HVAC | Stm Boiler Parts - Radiator Bleeder/Pressure Relief | Each | 21.2 | 37.3 | 58.5 | -- | -- | -- | 21.2 | 69.8 | 91 | -- | -- | --
No | HVAC | Stm Boiler Parts - Water Feeder | Each | 124.3 | 62.8 | 187.1 | -- | -- | -- | 124.3 | 103.6 | 227.9 | -- | -- | --
No | HVAC | Supply Plenum | Each | 208.5 | 279.8 | 488.3 | -- | -- | -- | 208.5 | 513.4 | 721.9 | -- | -- | --
No | HVAC | Supply Transition | Each | 24.8 | 225 | 249.8 | -- | -- | -- | 24.8 | 386.6 | 411.4 | -- | -- | --
No | HVAC | T-Stat (Digital) - Heat/Cool | Each | 29.1 | 68.6 | 97.7 | -- | -- | -- | 29.1 | 138.4 | 167.5 | -- | -- | --
No | HVAC | T-Stat (Digital) Visually Imp- Heat/Cool | Each | 51 | 68.6 | 119.6 | -- | -- | -- | 51 | 138.4 | 189.4 | -- | -- | --
No | HVAC | T-Stat (Prog) - Heat/Cool | Each | 37.2 | 68.6 | 105.8 | -- | -- | -- | 37.2 | 138.4 | 175.6 | -- | -- | --
No | HVAC | T-Stat (Prog) Multi-Stage | Each | 112.5 | 65.5 | 178 | -- | -- | -- | 112.5 | 140.2 | 252.7 | -- | -- | --
No | HVAC | T-Stat (Prog) Visually Imp- Heat/Cool | Each | 54.1 | 72.6 | 126.7 | -- | -- | -- | 54.1 | 145.7 | 199.8 | -- | -- | --
No | HVAC | T-Stat (Smart) | Each | 178.6 | 87.3 | 265.9 | -- | -- | -- | 178.6 | 162.2 | 340.8 | -- | -- | --
No | HVAC | T-Stat Wire 18-8 Per Foot | Foot | 0.8 | 201.3 | 202.1 | -- | -- | -- | 0.8 | 315.8 | 316.6 | -- | -- | --
No | HVAC | Wall/Ceiling Registers - 4" X 10" | Each | 17.9 | 30.9 | 48.8 | -- | -- | -- | 17.9 | 62.7 | 80.6 | -- | -- | --
No | HVAC | Wall/Ceiling Registers - 4" X 12" | Each | 16 | 31.2 | 47.2 | -- | -- | -- | 16 | 63.1 | 79.1 | -- | -- | --
No | HVAC | Wall/Ceiling Registers - 6" X 10" | Each | 17.2 | 33.5 | 50.7 | -- | -- | -- | 17.2 | 67 | 84.2 | -- | -- | --
No | HVAC | Wall/Ceiling Registers - 6" X 12" | Each | 11.4 | 33.5 | 44.9 | -- | -- | -- | 11.4 | 67 | 78.4 | -- | -- | --
No | HVAC | Window A/C - 5K BTU (Energy Star) | Each | 281.2 | 239.9 | 521.1 | -- | -- | -- | 281.2 | 471.1 | 752.3 | -- | -- | --
No | HVAC | Window A/C - 8K BTU (Energy Star) | Each | 370.3 | 287.9 | 658.2 | -- | -- | -- | 370.3 | 562.6 | 932.9 | -- | -- | --
No | HVAC | Window A/C - 10K BTU (Energy Star) | Each | 494.6 | 232.8 | 727.4 | -- | -- | -- | 494.6 | 457.7 | 952.3 | -- | -- | --
No | HVAC | Window A/C - 12K BTU (Energy Star) | Each | 542.4 | 239.9 | 782.3 | -- | -- | -- | 542.4 | 471.1 | 1013.5 | -- | -- | --
No | MISC | PVC Schd 40 - 1 1/2" per Foot including Fittings | Foot | 2.5 | 10.5 | 13 | -- | -- | -- | 2.5 | 19.7 | 22.2 | -- | -- | --
No | MISC | PVC Schd 40 - 1" per Foot Including Fittings | Foot | 2.1 | 9.6 | 11.7 | -- | -- | -- | 2.1 | 19.9 | 22 | -- | -- | --
No | MISC | PVC Schd 40 - 2" per Foot Including Fittings | Foot | 4.1 | 7.4 | 11.5 | -- | -- | -- | 4.1 | 15.5 | 19.6 | -- | -- | --
No | MISC | PVC Schd 40 - 3" per Foot Includes Fittings | Foot | 7.9 | 11.9 | 19.8 | -- | -- | -- | 7.9 | 24.1 | 32 | -- | -- | --
No | MISC | PVC Schd 40 - 3/4" per Foot Including Fittings | Each | 1.3 | 17.6 | 18.9 | -- | -- | -- | 1.3 | 34.4 | 35.7 | -- | -- | --
No | MISC | PVC Schd 40 Cap - 2" | Each | 2.4 | 22.8 | 25.2 | -- | -- | -- | 2.4 | 42.4 | 44.8 | -- | -- | --
No | MISC | PVC Schd 40 Cap - 3" | Each | 7.1 | 30.6 | 37.7 | -- | -- | -- | 7.1 | 56.3 | 63.4 | -- | -- | --
No | MISC | PVC Schd 40 Cap - 3/4" | Each | 0.8 | 14.6 | 15.4 | -- | -- | -- | 0.8 | 27.6 | 28.4 | -- | -- | --
No | PLMB | Appliance Drain Pan | Each | 122.8 | 10.4 | 133.2 | -- | -- | -- | 122.8 | 24.1 | 146.9 | -- | -- | --
No | PLMB | Dielectric Union | Each | 12.4 | 14.5 | 26.9 | -- | -- | -- | 12.4 | 28.1 | 40.5 | -- | -- | --
No | PLMB | Pipe Insulation - 1/2" | Foot | 0.7 | 4.6 | 5.3 | -- | -- | -- | 0.7 | 8.8 | 9.5 | -- | -- | --
No | PLMB | Pipe Insulation - 3/4" | Foot | 0.7 | 4.7 | 5.4 | -- | -- | -- | 0.7 | 8.9 | 9.6 | -- | -- | --
No | PLMB | Sump Pit Cover | Each | 58.8 | 26 | 84.8 | -- | -- | -- | 58.8 | 58.1 | 116.9 | -- | -- | --
No | PLMB | Sump Pit Liner | Each | 47 | 150.6 | 197.6 | -- | -- | -- | 47 | 364.2 | 411.2 | -- | -- | --
No | PLMB | Sump Pump - 1 HP | Each | 284.3 | 188.8 | 473.1 | -- | -- | -- | 284.3 | 318.8 | 603.1 | -- | -- | --
No | PLMB | Sump Pump - 1/2 HP | Each | 206.4 | 163 | 369.4 | -- | -- | -- | 206.4 | 280.4 | 486.8 | -- | -- | --
No | PLMB | Sump Pump - 1/3 HP | Each | 190.9 | 188.8 | 379.7 | -- | -- | -- | 190.9 | 318.8 | 509.7 | -- | -- | --
No | PLMB | Sump Pump - 3/4 HP | Each | 269.5 | 188.8 | 458.3 | -- | -- | -- | 269.5 | 318.8 | 588.3 | -- | -- | --
No | PLMB | Tankless Water Heater - Service valve | Each | 142.1 | 63 | 205.1 | -- | -- | -- | 142.1 | 117.5 | 259.6 | -- | -- | --
No | PLMB | TPR Valve | Each | 24.8 | 30.2 | 55 | -- | -- | -- | 24.8 | 60 | 84.8 | -- | -- | --
No | PLMB | Water Heater Blanket | Each | 44.4 | 39.3 | 83.7 | -- | -- | -- | 44.4 | 61.4 | 105.8 | -- | -- | --
No | PLMB | Water Heater Discharge Pipe | Each | 30.1 | 53.3 | 83.4 | -- | -- | -- | 30.1 | 103.8 | 133.9 | -- | -- | --
No | PLMB | Water Heater Draft Hood | Each | 12.3 | 43.8 | 56.1 | -- | -- | -- | 12.3 | 81.5 | 93.8 | -- | -- | --
No | PLMB | Water Heater Drain Pan | Each | 23.3 | 106.5 | 129.8 | -- | -- | -- | 23.3 | 167.9 | 191.2 | -- | -- | --
Yes | PLMB | Water Heater Electric - 30 gal | Each | 575.3 | 444.2 | 1019.5 | 692.3 | 641.5 | 1333.8 | 575.3 | 748.3 | 1323.6 | 692.3 | 1128 | 1820.3
Yes | PLMB | Water Heater Electric - 40 gal | Each | 550.1 | 453 | 1003.1 | 667.1 | 650.3 | 1317.4 | 550.1 | 761.4 | 1311.5 | 667.1 | 1141.1 | 1808.2
Yes | PLMB | Water Heater Electric - 50 gal | Each | 635.3 | 461.7 | 1097 | 752.3 | 659 | 1411.3 | 635.3 | 778.2 | 1413.5 | 752.3 | 1157.8 | 1910.1
Yes | PLMB | Water Heater Heat Pump (Energy Star) - 40 gal | Each | 2623.6 | 432.2 | 3055.8 | 2748.6 | 700.9 | 3449.5 | 2623.6 | 650.4 | 3274 | 2748.6 | 1182 | 3930.6
Yes | PLMB | Water Heater Heat Pump (Energy Star) - 50 gal | Each | 2592.7 | 432.2 | 3024.9 | 2717.8 | 700.9 | 3418.7 | 2592.7 | 650.4 | 3243.1 | 2717.8 | 1182 | 3899.8
Yes | PLMB | Water Heater Low Boy Power Vent (Energy Star) - 40 gal | Each | 2336.4 | 380 | 2716.4 | 2559.8 | 803.1 | 3362.9 | 2336.4 | 647.4 | 2983.8 | 2559.8 | 1455.1 | 4014.9
Yes | PLMB | Water Heater Low Boy Power Vent (Energy Star) - 50 gal | Each | 1735.6 | 385.5 | 2121.1 | 1958.9 | 808.7 | 2767.6 | 1735.6 | 655.7 | 2391.3 | 1958.9 | 1463.4 | 3422.3
Yes | PLMB | Water Heater Mob Home Electric - 30 gal | Each | 644.9 | 408.8 | 1053.7 | 761.9 | 606.1 | 1368 | 644.9 | 638.7 | 1283.6 | 761.9 | 1018.3 | 1780.2
Yes | PLMB | Water Heater Mob Home Electric - 40 gal | Each | 829.1 | 417.5 | 1246.6 | 946.1 | 614.9 | 1561 | 829.1 | 651.8 | 1480.9 | 946.1 | 1031.4 | 1977.5
Yes | PLMB | Water Heater Mob Home Electric - 50 gal | Each | 774.2 | 423.7 | 1197.9 | 891.3 | 621 | 1512.3 | 774.2 | 661.6 | 1435.8 | 891.3 | 1041.2 | 1932.5
Yes | PLMB | Water Heater Mob Home NG/LP - 30 gal | Each | 970.3 | 335.8 | 1306.1 | 1159.2 | 672.6 | 1831.8 | 970.3 | 529.9 | 1500.2 | 1159.2 | 1171.7 | 2330.9
Yes | PLMB | Water Heater Mob Home NG/LP - 40 gal | Each | 1061.7 | 340.9 | 1402.6 | 1250.6 | 677.7 | 1928.3 | 1061.7 | 537.5 | 1599.2 | 1250.6 | 1179.3 | 2429.9
No | PLMB | Water Heater Power Vent Kit - Draft Inducer (DJ-3) | Each | 535.4 | 296 | 831.4 | -- | -- | -- | 535.4 | 523.8 | 1059.2 | -- | -- | --
No | PLMB | Water Heater Power Vent Kit - Interlock Kit | Each | 251.6 | 0 | 251.6 | -- | -- | -- | 251.6 | 0 | 251.6 | -- | -- | --
No | PLMB | Water Heater Power Vent Kit - Universal Control | Each | 249.2 | 29.6 | 278.8 | -- | -- | -- | 249.2 | 48.3 | 297.5 | -- | -- | --
Yes | PLMB | Water Heater Power Vent NG (Energy Star) - 40 gal | Each | 1747.7 | 380 | 2127.7 | 1971.1 | 803.1 | 2774.2 | 1747.7 | 647.4 | 2395.1 | 1971.1 | 1455.1 | 3426.2
Yes | PLMB | Water Heater Power Vent NG (Energy Star) - 50 gal | Each | 2267 | 389.4 | 2656.4 | 2490.4 | 812.6 | 3303 | 2267 | 666.1 | 2933.1 | 2490.4 | 1473.8 | 3964.2
No | PLMB | Water Heater Sealed Comb NG (Energy Star) - 40 gal | Each | 2680.9 | 404.8 | 3085.7 | -- | -- | -- | 2680.9 | 594.3 | 3275.2 | -- | -- | --
No | PLMB | Water Heater Sealed Comb NG (Energy Star) - 50 gal | Each | 3299.7 | 415.9 | 3715.6 | -- | -- | -- | 3299.7 | 610.8 | 3910.5 | -- | -- | --
Yes | PLMB | Water Heater Tankless NG/LP 155,000 BTU | Each | 1387.8 | 509.6 | 1897.4 | 1889.8 | 1405.4 | 3295.2 | 1387.8 | 912 | 2299.8 | 1889.8 | 2611.8 | 4501.6
Yes | PLMB | Water Heater Tankless NG/LP 180,000 BTU | Each | 1534 | 521.3 | 2055.3 | 2036 | 1417.1 | 3453.1 | 1534 | 928.9 | 2462.9 | 2036 | 2628.7 | 4664.7
Yes | PLMB | Water Heater Tankless NG/LP 199,000 BTU | Each | 1722.7 | 554.4 | 2277.1 | 2224.7 | 1450.2 | 3674.9 | 1722.7 | 976.5 | 2699.2 | 2224.7 | 2676.3 | 4901
No | PLMB | Water Lines - PEX 1/2" Per Foot (including fittings) | Foot | 0.6 | 6.3 | 6.9 | -- | -- | -- | 0.6 | 11.4 | 12 | -- | -- | --
No | PLMB | Water Lines - PEX 3/4" Per Foot (including fittings) | Foot | 0.8 | 6.8 | 7.6 | -- | -- | -- | 0.8 | 12.3 | 13.1 | -- | -- | --
No | PLMB | Water valve 1 1/2" | Each | 47.6 | 43.6 | 91.2 | -- | -- | -- | 47.6 | 80.9 | 128.5 | -- | -- | --
No | PLMB | Water valve 1" | Each | 24.6 | 40.8 | 65.4 | -- | -- | -- | 24.6 | 77.2 | 101.8 | -- | -- | --
No | PLMB | Water valve 1/2" | Each | 9.7 | 40 | 49.7 | -- | -- | -- | 9.7 | 77 | 86.7 | -- | -- | --
No | PLMB | Water valve 3/4" | Each | 14.7 | 45.1 | 59.8 | -- | -- | -- | 14.7 | 90.2 | 104.9 | -- | -- | --
No | SEAL | A/C Cover - Exterior | Each | 14.7 | 8 | 22.7 | -- | -- | -- | 14.7 | 17.9 | 32.6 | -- | -- | --
No | SEAL | A/C Cover - Interior | Each | 20.1 | 8 | 28.1 | -- | -- | -- | 20.1 | 17.9 | 38 | -- | -- | --
No | SEAL | Chimney Balloon | Each | 89.7 | 21.2 | 110.9 | -- | -- | -- | 89.7 | 45.9 | 135.6 | -- | -- | --
No | SEAL | High Temp Caulk | Tube | 18.2 | 20.8 | 39 | -- | -- | -- | 18.2 | 46.9 | 65.1 | -- | -- | --
No | STRC | Belly Board - Soft | Sq. Foot | 0.2 | 1.7 | 1.9 | -- | -- | -- | 0.2 | 3.7 | 3.9 | -- | -- | --
No | STRC | Drywall - 1/2" per Sq. Ft. | Sq. Foot | 0.5 | 1.7 | 2.2 | -- | -- | -- | 0.5 | 3.8 | 4.3 | -- | -- | --
No | STRC | Drywall - 3/8" per Sq. Ft. | Sq. Foot | 0.4 | 1.7 | 2.1 | -- | -- | -- | 0.4 | 3.9 | 4.3 | -- | -- | --
No | STRC | Drywall - 5/8" per Sq. Ft. | Sq. Foot | 0.5 | 1.8 | 2.3 | -- | -- | -- | 0.5 | 4 | 4.5 | -- | -- | --
No | STRC | Drywall (Moisture Resistant) - 1/2" per Sq. Ft. | Sq. Foot | 0.5 | 1.7 | 2.2 | -- | -- | -- | 0.5 | 3.9 | 4.4 | -- | -- | --
No | STRC | Drywall (Moisture Resistant) - 5/8" per Sq. Ft. | Sq. Foot | 0.7 | 1.8 | 2.5 | -- | -- | -- | 0.7 | 4 | 4.7 | -- | -- | --
No | STRC | Drywall Joint Compound - 1 gal | Each | 16.6 | 44.8 | 61.4 | -- | -- | -- | 16.6 | 100.2 | 116.8 | -- | -- | --
No | STRC | Drywall Joint Compound - 4.5 gal | Each | 29.9 | 198.8 | 228.7 | -- | -- | -- | 29.9 | 444.6 | 474.5 | -- | -- | --
No | STRC | Drywall Tape | Roll | 5.1 | 175.8 | 180.9 | -- | -- | -- | 5.1 | 353.7 | 358.8 | -- | -- | --
No | VENT | B-Vent - 3" | Foot | 8.9 | 7 | 15.9 | -- | -- | -- | 8.9 | 16.1 | 25 | -- | -- | --
No | VENT | B-Vent - 4" | Foot | 10.1 | 7.4 | 17.5 | -- | -- | -- | 10.1 | 17 | 27.1 | -- | -- | --
No | VENT | B-Vent - 5" | Foot | 10 | 9.9 | 19.9 | -- | -- | -- | 10 | 22.5 | 32.5 | -- | -- | --
No | VENT | B-Vent - 6" | Foot | 12.8 | 10.4 | 23.2 | -- | -- | -- | 12.8 | 23.9 | 36.7 | -- | -- | --
No | VENT | B-Vent - 8" | Foot | 26.1 | 11.2 | 37.3 | -- | -- | -- | 26.1 | 26 | 52.1 | -- | -- | --
No | VENT | Chimney Liner 4" - 1 Story | Each | 660 | 260.6 | 920.6 | -- | -- | -- | 660 | 485.2 | 1145.2 | -- | -- | --
No | VENT | Chimney Liner 4" - 2 Story | Each | 767.3 | 358.4 | 1125.7 | -- | -- | -- | 767.3 | 689.9 | 1457.2 | -- | -- | --
No | VENT | Chimney Liner 5" - 1 Story | Each | 593.8 | 262.7 | 856.5 | -- | -- | -- | 593.8 | 490.7 | 1084.5 | -- | -- | --
No | VENT | Chimney Liner 5" - 2 Story | Each | 257.1 | 362.6 | 619.7 | -- | -- | -- | 257.1 | 701 | 958.1 | -- | -- | --
No | VENT | Chimney Liner 6" - 1 Story | Each | 700.3 | 264.8 | 965.1 | -- | -- | -- | 700.3 | 496.2 | 1196.5 | -- | -- | --
No | VENT | Chimney Liner 6" - 2 Story | Each | 683.5 | 366.8 | 1050.3 | -- | -- | -- | 683.5 | 712.1 | 1395.6 | -- | -- | --
No | VENT | Chimney Liner 8" - 1 Story | Each | 1234.2 | 269 | 1503.2 | -- | -- | -- | 1234.2 | 507.3 | 1741.5 | -- | -- | --
No | VENT | Chimney Liner 8" - 2 Story | Each | 1317.4 | 375.1 | 1692.5 | -- | -- | -- | 1317.4 | 734.2 | 2051.6 | -- | -- | --
No | VENT | Concentric Vent 2" | Each | 65 | 84 | 149 | -- | -- | -- | 65 | 176 | 241 | -- | -- | --
No | VENT | Concentric Vent 3" | Each | 68.5 | 88.9 | 157.4 | -- | -- | -- | 68.5 | 187.4 | 255.9 | -- | -- | --
No | VENT | Dryer Vent Pipe - 4" | Foot | 2.3 | 10.7 | 13 | -- | -- | -- | 2.3 | 22 | 24.3 | -- | -- | --
No | VENT | Dryer Vent Termination | Each | 17.8 | 38.1 | 55.9 | -- | -- | -- | 17.8 | 77.1 | 94.9 | -- | -- | --
No | VENT | Roof Flashing Boot - metal roof (1" -2") | Each | 8.8 | 48.2 | 57 | -- | -- | -- | 8.8 | 85.2 | 94 | -- | -- | --
No | VENT | Roof Flashing Boot metal w/rubber (1 3/4 - 3 1/4) | Each | 11.4 | 44.9 | 56.3 | -- | -- | -- | 11.4 | 88 | 99.4 | -- | -- | --
No | VENT | SW Vent - 3" | Foot | 7.1 | 5.5 | 12.6 | -- | -- | -- | 7.1 | 12.6 | 19.7 | -- | -- | --
No | VENT | SW Vent - 4" | Foot | 7.5 | 5.5 | 13 | -- | -- | -- | 7.5 | 12.6 | 20.1 | -- | -- | --
No | VENT | SW Vent - 5" | Foot | 8.5 | 7.2 | 15.7 | -- | -- | -- | 8.5 | 16.6 | 25.1 | -- | -- | --
No | VENT | SW Vent - 6" | Foot | 10.3 | 7.3 | 17.6 | -- | -- | -- | 10.3 | 16.9 | 27.2 | -- | -- | --
No | VENT | SW Vent - 8" | Foot | 15.2 | 8.2 | 23.4 | -- | -- | -- | 15.2 | 19.2 | 34.4 | -- | -- | --
No | VENT | SW Vent WYE- 4" | Each | 21.7 | 14.3 | 36 | -- | -- | -- | 21.7 | 30.6 | 52.3 | -- | -- | --
No | VENT | SW Vent WYE- 5" | Each | 44.1 | 14.5 | 58.6 | -- | -- | -- | 44.1 | 31.3 | 75.4 | -- | -- | --
No | VENT | SW Vent WYE- 6" | Each | 26 | 14.9 | 40.9 | -- | -- | -- | 26 | 32.3 | 58.3 | -- | -- | --
No | VENT | SW Vent WYE- 8" | Each | 29.6 | 16 | 45.6 | -- | -- | -- | 29.6 | 35.1 | 64.7 | -- | -- | --
MEASURES BELOW ARE PRIMARILY CUSTOM OR 'LABOR ONLY' - NOT IN IWx Catalog
Yes | HLSF | Clean and Tune Forced Air Furnace (includes 3 Filters and Magnetic Filter rack cover) | Each - Labor only | -- | 202.3 | -- | 59 | 227.2 | 286.2 | -- | 457.6 | -- | 59 | 506.2 | 565.2
No | HLSF | Clean and Tune Steam Boiler | Each - Labor only | -- | 368.1 | -- | -- | -- | -- | -- | 823.2 | -- | -- | -- | --
No | HLSF | Clean and Tune Forced Water Boiler | Each - Labor only | -- | 244.6 | -- | -- | -- | -- | -- | 514.5 | -- | -- | -- | --
No | HLSF | Clean and Tune Space Heater | Each - Labor only | -- | 202.6 | -- | -- | -- | -- | -- | 424.8 | -- | -- | -- | --
No | HLSF | Clean & Tune Hot Water Tank | Each - Labor only | -- | 185.9 | -- | -- | -- | -- | -- | 285.5 | -- | -- | -- | --
No | HLSF | Install ASHRAE Fan - no prior existing | Each - Labor only | -- | 467.3 | -- | -- | -- | -- | -- | 881.8 | -- | -- | -- | --
No | HLSF | Undercut Door | Each - Labor only | -- | 58.7 | -- | -- | -- | -- | -- | 123.5 | -- | -- | -- | --
No | HVAC | Chimney Clean Out | Each - Labor only | -- | 152.7 | -- | -- | -- | -- | -- | 330.5 | -- | -- | -- | --
No | HVAC | Chimney Stack Patch | Each - Labor only | -- | 43.3 | -- | -- | -- | -- | -- | 94.1 | -- | -- | -- | --
No | HVAC | Drill Hole in Masonry to Vent | Each - Labor only | -- | 69.9 | -- | -- | -- | -- | -- | 142.7 | -- | -- | -- | --
No | HVAC | Recover and Recharge AC | Each - Labor only | -- | 256.7 | -- | -- | -- | -- | -- | 475.6 | -- | -- | -- | --
No | HVAC | Remove Unvented Space Heater, Cap Gas Line | Each - Labor only | -- | 108.5 | -- | -- | -- | -- | -- | 245.1 | -- | -- | -- | --
Note on E4: Rounded to the nearest 10 cents to eliminate half cent rounding issues when splitting a measure 50/50 with utilities.
Note on F4: Rounded to the nearest 10 cents to eliminate half cent rounding issues when splitting a measure 50/50 with utilities.
Note on I4: Rounded to the nearest 10 cents to eliminate half cent rounding issues when splitting a measure 50/50 with utilities.
Note on J4: Rounded to the nearest 10 cents to eliminate half cent rounding issues when splitting a measure 50/50 with utilities.
Note on M4: Rounded to the nearest 10 cents to eliminate half cent rounding issues when splitting a measure 50/50 with utilities.
Note on N4: Rounded to the nearest 10 cents to eliminate half cent rounding issues when splitting a measure 50/50 with utilities.
Note on Q4: Rounded to the nearest 10 cents to eliminate half cent rounding issues when splitting a measure 50/50 with utilities.
Note on R4: Rounded to the nearest 10 cents to eliminate half cent rounding issues when splitting a measure 50/50 with utilities.

## Regional Worker Wage
Worker Classification Wage Reference for Custom Task Development
STANDARD WAGES ACTIVE | N2 | PREVAILING WAGES ACTIVE | N2
Worker Classification | Fully Burdened Rate | Worker Classification | Fully Burdened Rate
Boilermaker | 82.3901 | Boilermaker | 146.3497
Boilermaker Helper | 58.0606 | Boilermaker Helper | 120.0362
Brick mason | 74.4762 | Brick mason | 133.1758
Carpenter | 72.691 | Carpenter | 149.224
Cement mason | 71.382 | Cement mason | 139.8997
Drywall | 73.1001 | Drywall | 140.7551
Drywall Helper | 68.1619 | Drywall Helper | 80.7769
Electrician | 85.6554 | Electrician | 143.561
Insulator | 71.672 | Insulator | 128.1972
Laborer | 58.0606 | Laborer | 120.0362
Pipefitter | 85.6851 | Pipefitter | 141.9527
Plumber | 83.6025 | Plumber | 133.6549
Plumber Helper | 61.7052 | Plumber Helper | 120.0362
Roofer | 69.0093 | Roofer | 117.5383
Roofer Helper | 62.5234 | Roofer Helper | 120.4639
Sheetmetal Worker | 100.9032 | Sheetmetal Worker | 141.7474
Sheetmetal Helper | 65.8705 | Sheetmetal Helper | 120.0362
Steamfitter | 85.3802 | Steamfitter | 141.9527
Steamfitter Helper | 70.3332 | Steamfitter Helper | 127.3417

## FAF PKGs
Forced Air Furnace Packages
Packages below are provided as examples only. These are general references and may not represent exact components required for every situation. Not all elements are necessary for building a package, and specific components should be included or excluded based on unique needs and objectives of your project or use case.
Retrofit Forced Air Furnace (FAF) Packages - 95% EFE
Ancillary Components | Material | Labor | Unit | Quantity | TOTAL material | TOTAL Labor | Subtotal (L&M)
Return Transition | 197.34 | 166.372 | Each | 1 | 197.34 | 166.372 | 363.712
Furnace Filter Rack - 1" | 60.7704 | 219.2583 | Each | 1 | 60.7704 | 219.2583 | 280.0287
Filter Rack Cover - Magnetic | 14.3784 | 19.4878 | Each | 1 | 14.3784 | 19.4878 | 33.8662
Gas Shut Off Valve - 1/2" | 15.3672 | 47.6363 | Each | 1 | 15.3672 | 47.6363 | 63.0035
Black Pipe - 1/2"w/ Fittings | 4.0392 | 13.9236 | Foot | 10 | 40.392 | 139.2364 | 179.6284
Sheet Metal - per Sheet (4' x 10') | 105.957 | 118.3918 | Each | 1 | 105.957 | 118.3918 | 224.3488
Furn Filter - 20" X 25" X 1" | 14.8752 | 1.7994 | Each | 3 | 44.6256 | 5.3982 | 50.0238
Furnace Power Interrupter and Fuse Switch (SSY Assembly) | 45.24 | 118.2319 | Each | 1 | 45.24 | 118.2319 | 163.4719
Duct Mastic per Gal | 46.5792 | 153.4848 | Each | 0.5 | 23.2896 | 76.7424 | 100.032
PVC Schd 40 - 1" per Foot Including Fittings | 2.052 | 9.6102 | Foot | 8 | 16.416 | 76.8813 | 93.2973
PVC Schd 40 - 3" per Foot Includes Fittings | 7.9272 | 11.9369 | Foot | 20 | 158.544 | 238.7388 | 397.2828
Ancillary components Total |  |  |  |  | 722.3202 | 1226.3752 | 1948.6954
| Furnace Only Pricing |  |  |  | TOTAL PACKAGE - 95% Furnace + Ancillary
FAF TYPE | Material | Labor | Subtotal |  | Material | Labor | M&L TOTAL
95% NG/Prop FAF (ECM Motor, 2 stage) - 40,000 BTU | 2083.464 | 1108.3969 | 3191.8609 |  | 2805.7842 | 2334.7721 | 5140.5563
95% NG/Prop FAF (ECM Motor, 2 stage) - 60,000 BTU | 2161.2 | 1124.3472 | 3285.5472 |  | 2883.5202 | 2350.7224 | 5234.2426
95% NG/Prop FAF (ECM Motor, 2 stage) - 80,000 BTU | 2686.2768 | 1162.4089 | 3848.6857 |  | 3408.597 | 2388.7841 | 5797.3811
95% NG/Prop FAF (ECM Motor, 2 stage) - 100,000 BTU | 2688.24 | 1162.4089 | 3850.6489 |  | 3410.5602 | 2388.7841 | 5799.3443
95% NG/Prop FAF (ECM Motor, 2 stage) - 120,000 BTU | 2796 | 1185.2048 | 3981.2048 |  | 3518.3202 | 2411.58 | 5929.9002
95% NG/Prop FAF (ECM/Variable Speed/Modulating) - 60,000 BTU | 2773.272 | 1128.4097 | 3901.6817 |  | 3495.5922 | 2354.7849 | 5850.3771
95% NG/Prop FAF (ECM/Variable Speed/Modulating) - 80,000 BTU | 3388.44 | 1144.36 | 4532.8 |  | 4110.7602 | 2370.7352 | 6481.4954
95% NG/Prop FAF (ECM/Variable Speed/Modulating) - 100,000 BTU | 3440.568 | 1205.2177 | 4645.7857 |  | 4162.8882 | 2431.5928 | 6594.481
95% NG/Prop FAF (ECM/Variable Speed/Modulating) - 120,000 BTU | 3787.2 | 1113.9655 | 4901.1655 |  | 4509.5202 | 2340.3406 | 6849.8608
95% NG/Prop FAF (X13 Motor, single stage) - 40,000 BTU | 1789.68 | 1068.2575 | 2857.9375 |  | 2512.0002 | 2294.6326 | 4806.6328
95% NG/Prop FAF (X13 Motor, single stage) - 60,000 BTU | 1876.32 | 1082.7017 | 2959.0217 |  | 2598.6402 | 2309.0769 | 4907.7171
95% NG/Prop FAF (X13 Motor, single stage) - 80,000 BTU | 2072.88 | 1098.652 | 3171.532 |  | 2795.2002 | 2325.0272 | 5120.2274
95% NG/Prop FAF (X13 Motor, single stage) - 100,000 BTU | 2405.556 | 1136.7137 | 3542.2697 |  | 3127.8762 | 2363.0889 | 5490.9651
95% NG/Prop FAF (X13 Motor, single stage) - 120,000 BTU | 2528.64 | 1159.5097 | 3688.1497 |  | 3250.9602 | 2385.8848 | 5636.845
Retrofit FAF - MOBILE HOME 95% EFE Packages
Ancillary Components | Material | Labor | Unit | Quantity | TOTAL material | TOTAL Labor | Subtotal (L&M)
Return Transition | 197.34 | 166.372 | Each | 1 | 197.34 | 166.372 | 363.712
Furnace Filter Rack - 1" | 60.7704 | 219.2583 | Each | 1 | 60.7704 | 219.2583 | 280.0287
Filter Rack Cover - Magnetic | 14.3784 | 19.4878 | Each | 1 | 14.3784 | 19.4878 | 33.8662
Gas Shut Off Valve - 1/2" | 15.3672 | 47.6363 | Each | 1 | 15.3672 | 47.6363 | 63.0035
Black Pipe - 1/2"w/ Fittings | 4.0392 | 13.9236 | Foot | 10 | 40.392 | 139.2364 | 179.6284
Sheet Metal - per Sheet (4' x 10') | 105.957 | 118.3918 | Each | 1 | 105.957 | 118.3918 | 224.3488
Furn Filter - 20" X 25" X 1" | 14.8752 | 1.7994 | Each | 3 | 44.6256 | 5.3982 | 50.0238
Furnace Power Interrupter and Fuse Switch (SSY Assembly) | 45.24 | 118.2319 | Each | 1 | 45.24 | 118.2319 | 163.4719
Duct Mastic per Gal | 46.5792 | 153.4848 | Each | 0.5 | 23.2896 | 76.7424 | 100.032
PVC Schd 40 - 1" per Foot Including Fittings | 2.052 | 9.6102 | Foot | 4 | 8.208 | 38.4406 | 46.6486
PVC Schd 40 - 3" per Foot Includes Fittings | 7.9272 | 11.9369 | Foot | 15 | 118.908 | 179.0541 | 297.9621
Roof Adapter/Seal for 90% vent termination | 8.7288 | 57.1057 | Each | 1 | 8.7288 | 57.1057 | 65.8345
Ancillary components Total |  |  |  |  | 683.205 | 1185.3555 | 1868.5605
| Furnace Only Pricing |  |  |  | TOTAL PACKAGE - Furnace + Ancillary
FAF TYPE | Material | Labor | Subtotal |  | Material | Labor | M&L TOTAL
M.H. 95% NG/Prop FAF - 45,000 BTU | 3081.7608 | 1103.9525 | 4185.7133 |  | 3764.9658 | 2289.308 | 6054.2738
M.H. 95% NG/Prop FAF - 75,000 BTU | 2982.4728 | 1180.0245 | 4162.4973 |  | 3665.6778 | 2365.38 | 6031.0578
M.H. 95% NG/Prop FAF - 110,000 BTU | 4142 | 1055.4225 | 5197.4225 |  | 4825.205 | 2240.778 | 7065.983
Retrofit FAF - Electric
Ancillary Components | Material | Labor | Unit | Quantity | TOTAL material | TOTAL Labor | Subtotal (L&M)
Return Transition | 197.34 | 166.372 | Each | 1 | 197.34 | 166.372 | 363.712
Furnace Filter Rack - 1" | 60.7704 | 219.2583 | Each | 1 | 60.7704 | 219.2583 | 280.0287
Filter Rack Cover - Magnetic | 14.3784 | 19.4878 | Each | 1 | 14.3784 | 19.4878 | 33.8662
Sheet Metal - per Sheet (4' x 10') | 105.957 | 118.3918 | Each | 1 | 105.957 | 118.3918 | 224.3488
Furn Filter - 20" X 25" X 1" | 14.8752 | 1.7994 | Each | 3 | 44.6256 | 5.3982 | 50.0238
Duct Mastic per Gal | 46.5792 | 153.4848 | Each | 0.5 | 23.2896 | 76.7424 | 100.032
Ancillary components Total |  |  |  |  | 446.361 | 605.6505 | 1052.0115
| Furnace Only Pricing |  |  |  | TOTAL PACKAGE - Furnace + Ancillary
FAF TYPE | Material | Labor | Subtotal |  | Material | Labor | M&L TOTAL
Electric Furn - 10 KW | 1351.824 | 1073.3554 | 2425.1794 |  | 1798.185 | 1679.0059 | 3477.1909
Electric Furn - 20 KW | 1880.25 | 1062.5474 | 2942.7974 |  | 2326.611 | 1668.1979 | 3994.8089
Electric Furn - 25 KW | 4767.471 | 1073.3554 | 5840.8264 |  | 5213.832 | 1679.0059 | 6892.8379
M.H. Electric Furn - 10 KW | 1298.1312 | 903.4033 | 2201.5345 |  | 1744.4922 | 1509.0539 | 3253.5461
M.H. Electric Furn - 20 KW | 1572.3 | 897.8638 | 2470.1638 |  | 2018.661 | 1503.5143 | 3522.1753
CLEAN & TUNE
Ancillary Components | Material | Labor | Unit | Quantity | TOTAL material | TOTAL Labor | Subtotal (L&M)
Filter Rack Cover - Magnetic | 14.3784 | 19.4878 | Each | 1 | 14.3784 | 19.4878 | 33.8662
Furn Filter - 20" X 25" X 1" | 14.8752 | 1.7994 | Each | 3 | 44.6256 | 5.3982 | 50.0238
Ancillary components Total |  |  |  |  | 59.004 | 24.886 | 83.89
| Furnace Only Pricing |  |  |  | TOTAL PACKAGE - Clean & Tune
CLEAN & TUNE | Material | Labor | Subtotal |  | Material | Labor | M&L TOTAL
Clean and Tune Forced Air Furnace (includes 3 Filters and Magnetic Filter rack cover) |  | 202.2966 | 202.2966 |  | 59.004 | 227.1826 | 286.1866
Package Count:
23

## FAF PKGs PW
Forced Air Furnace Packages
Packages below are provided as examples only. These are general references and may not represent exact components required for every situation. Not all elements are necessary for building a package, and specific components should be included or excluded based on unique needs and objectives of your project or use case.
Retrofit Forced Air Furnace (FAF) Packages - 95% EFE
Ancillary Components | Material | Labor | Unit | Quantity | TOTAL material | TOTAL Labor | Subtotal (L&M)
Return Transition | 197.34 | 331.224 | Each | 1 | 197.34 | 331.224 | 528.564
Furnace Filter Rack - 1" | 60.7704 | 337.5548 | Each | 1 | 60.7704 | 337.5548 | 398.3252
Filter Rack Cover - Magnetic | 14.3784 | 39.4209 | Each | 1 | 14.3784 | 39.4209 | 53.7993
Gas Shut Off Valve - 1/2" | 15.3672 | 86.6757 | Each | 1 | 15.3672 | 86.6757 | 102.0429
Black Pipe - 1/2"w/ Fittings | 4.0392 | 24.5976 | Foot | 10 | 40.392 | 245.9764 | 286.3684
Sheet Metal - per Sheet (4' x 10') | 105.957 | 205.9689 | Each | 1 | 105.957 | 205.9689 | 311.9259
Furn Filter - 20" X 25" X 1" | 14.8752 | 3.0702 | Each | 3 | 44.6256 | 9.2105 | 53.8361
Furnace Power Interrupter and Fuse Switch (SSY Assembly) | 45.24 | 199.3511 | Each | 1 | 45.24 | 199.3511 | 244.5911
Duct Mastic per Gal | 46.5792 | 325.4653 | Each | 0.5 | 23.2896 | 162.7326 | 186.0222
PVC Schd 40 - 1" per Foot Including Fittings | 2.052 | 19.9445 | Foot | 8 | 16.416 | 159.5562 | 175.9722
PVC Schd 40 - 3" per Foot Includes Fittings | 7.9272 | 24.1277 | Foot | 20 | 158.544 | 482.5532 | 641.0972
Ancillary components Total |  |  |  |  | 722.3202 | 2260.2243 | 2982.5445
| Furnace Only Pricing |  |  |  | TOTAL PACKAGE - 95% Furnace + Ancillary
FAF TYPE | Material | Labor | Subtotal |  | Material | Labor | M&L TOTAL
95% NG/Prop FAF (ECM Motor, 2 stage) - 40,000 BTU | 2083.464 | 1712.4993 | 3795.9633 |  | 2805.7842 | 3972.7235 | 6778.5077
95% NG/Prop FAF (ECM Motor, 2 stage) - 60,000 BTU | 2161.2 | 1725.6418 | 3886.8418 |  | 2883.5202 | 3985.8661 | 6869.3863
95% NG/Prop FAF (ECM Motor, 2 stage) - 80,000 BTU | 2686.2768 | 1757.0033 | 4443.2801 |  | 3408.597 | 4017.2276 | 7425.8246
95% NG/Prop FAF (ECM Motor, 2 stage) - 100,000 BTU | 2688.24 | 1757.0033 | 4445.2433 |  | 3410.5602 | 4017.2276 | 7427.7878
95% NG/Prop FAF (ECM Motor, 2 stage) - 120,000 BTU | 2796 | 1775.7864 | 4571.7864 |  | 3518.3202 | 4036.0106 | 7554.3308
95% NG/Prop FAF (ECM/Variable Speed/Modulating) - 60,000 BTU | 2773.272 | 1743.9133 | 4517.1853 |  | 3495.5922 | 4004.1376 | 7499.7298
95% NG/Prop FAF (ECM/Variable Speed/Modulating) - 80,000 BTU | 3388.44 | 1757.0558 | 5145.4958 |  | 4110.7602 | 4017.2801 | 8128.0403
95% NG/Prop FAF (ECM/Variable Speed/Modulating) - 100,000 BTU | 3440.568 | 1807.2004 | 5247.7684 |  | 4162.8882 | 4067.4247 | 8230.3129
95% NG/Prop FAF (ECM/Variable Speed/Modulating) - 120,000 BTU | 3787.2 | 1732.0117 | 5519.2117 |  | 4509.5202 | 3992.236 | 8501.7562
95% NG/Prop FAF (X13 Motor, single stage) - 40,000 BTU | 1789.68 | 1629.2051 | 3418.8851 |  | 2512.0002 | 3889.4294 | 6401.4296
95% NG/Prop FAF (X13 Motor, single stage) - 60,000 BTU | 1876.32 | 1641.1067 | 3517.4267 |  | 2598.6402 | 3901.331 | 6499.9712
95% NG/Prop FAF (X13 Motor, single stage) - 80,000 BTU | 2072.88 | 1654.2492 | 3727.1292 |  | 2795.2002 | 3914.4735 | 6709.6737
95% NG/Prop FAF (X13 Motor, single stage) - 100,000 BTU | 2405.556 | 1685.6107 | 4091.1667 |  | 3127.8762 | 3945.835 | 7073.7112
95% NG/Prop FAF (X13 Motor, single stage) - 120,000 BTU | 2528.64 | 1704.3938 | 4233.0338 |  | 3250.9602 | 3964.6181 | 7215.5783
Retrofit FAF - MOBILE HOME 95% EFE Packages
Ancillary Components | Material | Labor | Unit | Quantity | TOTAL material | TOTAL Labor | Subtotal (L&M)
Return Transition | 197.34 | 331.224 | Each | 1 | 197.34 | 331.224 | 528.564
Furnace Filter Rack - 1" | 60.7704 | 337.5548 | Each | 1 | 60.7704 | 337.5548 | 398.3252
Filter Rack Cover - Magnetic | 14.3784 | 39.4209 | Each | 1 | 14.3784 | 39.4209 | 53.7993
Gas Shut Off Valve - 1/2" | 15.3672 | 86.6757 | Each | 1 | 15.3672 | 86.6757 | 102.0429
Black Pipe - 1/2"w/ Fittings | 4.0392 | 24.5976 | Foot | 10 | 40.392 | 245.9764 | 286.3684
Sheet Metal - per Sheet (4' x 10') | 105.957 | 205.9689 | Each | 1 | 105.957 | 205.9689 | 311.9259
Furn Filter - 20" X 25" X 1" | 14.8752 | 3.0702 | Each | 3 | 44.6256 | 9.2105 | 53.8361
Furnace Power Interrupter and Fuse Switch (SSY Assembly) | 45.24 | 199.3511 | Each | 1 | 45.24 | 199.3511 | 244.5911
Duct Mastic per Gal | 46.5792 | 325.4653 | Each | 0.5 | 23.2896 | 162.7326 | 186.0222
PVC Schd 40 - 1" per Foot Including Fittings | 2.052 | 19.9445 | Foot | 4 | 8.208 | 79.7781 | 87.9861
PVC Schd 40 - 3" per Foot Includes Fittings | 7.9272 | 24.1277 | Foot | 15 | 118.908 | 361.9149 | 480.8229
Roof Adapter/Seal for 90% vent termination | 8.7288 | 91.5263 | Each | 1 | 8.7288 | 91.5263 | 100.2551
Ancillary components Total |  |  |  |  | 683.205 | 2151.3342 | 2834.5392
| Furnace Only Pricing |  |  |  | TOTAL PACKAGE - Furnace + Ancillary
FAF TYPE | Material | Labor | Subtotal |  | Material | Labor | M&L TOTAL
M.H. 95% NG/Prop FAF - 45,000 BTU | 3081.7608 | 1822.6712 | 4904.432 |  | 3764.9658 | 3974.0054 | 7738.9712
M.H. 95% NG/Prop FAF - 75,000 BTU | 2982.4728 | 1885.3519 | 4867.8247 |  | 3665.6778 | 4036.6862 | 7702.364
M.H. 95% NG/Prop FAF - 110,000 BTU | 4142 | 1753.1817 | 5895.1817 |  | 4825.205 | 3904.5159 | 8729.7209
Retrofit FAF - Electric
Ancillary Components | Material | Labor | Unit | Quantity | TOTAL material | TOTAL Labor | Subtotal (L&M)
Return Transition | 197.34 | 331.224 | Each | 1 | 197.34 | 331.224 | 528.564
Furnace Filter Rack - 1" | 60.7704 | 337.5548 | Each | 1 | 60.7704 | 337.5548 | 398.3252
Filter Rack Cover - Magnetic | 14.3784 | 39.4209 | Each | 1 | 14.3784 | 39.4209 | 53.7993
Sheet Metal - per Sheet (4' x 10') | 105.957 | 205.9689 | Each | 1 | 105.957 | 205.9689 | 311.9259
Furn Filter - 20" X 25" X 1" | 14.8752 | 3.0702 | Each | 3 | 44.6256 | 9.2105 | 53.8361
Duct Mastic per Gal | 46.5792 | 325.4653 | Each | 0.5 | 23.2896 | 162.7326 | 186.0222
Ancillary components Total |  |  |  |  | 446.361 | 1086.1117 | 1532.4727
| Furnace Only Pricing |  |  |  | TOTAL PACKAGE - Furnace + Ancillary
FAF TYPE | Material | Labor | Subtotal |  | Material | Labor | M&L TOTAL
Electric Furn - 10 KW | 1351.824 | 1876.4734 | 3228.2974 |  | 1798.185 | 2962.5851 | 4760.7701
Electric Furn - 20 KW | 1880.25 | 1858.775 | 3739.025 |  | 2326.611 | 2944.8867 | 5271.4977
Electric Furn - 25 KW | 4767.471 | 1876.4734 | 6643.9444 |  | 5213.832 | 2962.5851 | 8176.4171
M.H. Electric Furn - 10 KW | 1298.1312 | 1786.6659 | 3084.7971 |  | 1744.4922 | 2872.7776 | 4617.2698
M.H. Electric Furn - 20 KW | 1572.3 | 1788.0596 | 3360.3596 |  | 2018.661 | 2874.1713 | 4892.8323
CLEAN & TUNE
Ancillary Components | Material | Labor | Unit | Quantity | TOTAL material | TOTAL Labor | Subtotal (L&M)
Filter Rack Cover - Magnetic | 14.3784 | 39.4209 | Each | 1 | 14.3784 | 39.4209 | 53.7993
Furn Filter - 20" X 25" X 1" | 14.8752 | 3.0702 | Each | 3 | 44.6256 | 9.2105 | 53.8361
Ancillary components Total |  |  |  |  | 59.004 | 48.6314 | 107.6354
| Furnace Only Pricing |  |  |  | TOTAL PACKAGE - Clean & Tune
CLEAN & TUNE | Material | Labor | Subtotal |  | Material | Labor | M&L TOTAL
Clean and Tune Forced Air Furnace (includes 3 Filters and Magnetic Filter rack cover) |  | 457.5867 | 457.5867 |  | 59.004 | 506.2181 | 565.2221
Package Count:
23

## Heat Pump PKGs
Heat Pump Packages
Packages below are provided as examples only. These are general references and may not represent exact components required for every situation. Not all elements are necessary for building a package, and specific components should be included or excluded based on unique needs and objectives of your project or use case.
Retrofit Heat Pump Packages When an Air handler is needed, incorporate Air Handler Only Pricing using the chart below. A custom package in iWx can be built incorporating the additional line item for that heat pump size.
Ancillary Components | Material | Labor | Unit | Quantity | TOTAL material | TOTAL Labor | Subtotal (L&M)
Furnace Filter Rack - 1" | 60.7704 | 219.2583 | Each | 1 | 60.7704 | 219.2583 | 280.0287
Filter Rack Cover - Magnetic | 14.3784 | 19.4878 | Each | 1 | 14.3784 | 19.4878 | 33.8662
Duct Mastic per Gal | 46.5792 | 153.4848 | Each | 0.5 | 23.2896 | 76.7424 | 100.032
A/C Line Set - 3/4" x 50' | 375.6552 | 241.6233 | Each | 1 | 375.6552 | 241.6233 | 617.2785
A/C Condenser Pad | 74.5152 | 55.4719 | Each | 1 | 74.5152 | 55.4719 | 129.9871
A/C Whip | 36.6984 | 21.9185 | Each | 1 | 36.6984 | 21.9185 | 58.6169
HP Feet-Riser Pad | 122.268 | 23.2012 | Each | 1 | 122.268 | 23.2012 | 145.4692
A/C Disconnect (fused) | 29.5872 | 81.4411 | Each | 1 | 29.5872 | 81.4411 | 111.0283
Ancillary components Total |  |  |  |  | 737.1624 | 739.1445 | 1476.3069
| Furnace Only Pricing |  |  |  | TOTAL PACKAGE - 95% Furnace + Ancillary
FAF TYPE | Material | Labor | Subtotal |  | Material | Labor | M&L TOTAL
Heat Pump (AS) - 1.5 ton (Energy Star) | 2262 | 1180.6513 | 3442.6513 |  | 2999.1624 | 1919.7959 | 4918.9583
Heat Pump (AS) - 2 ton (Energy Star) | 2860.56 | 1180.6513 | 4041.2113 |  | 3597.7224 | 1919.7959 | 5517.5183
Heat Pump (AS) - 2.5 ton (Energy Star) | 3136.08 | 1192.1389 | 4328.2189 |  | 3873.2424 | 1931.2834 | 5804.5258
Heat Pump (AS) - 3 ton (Energy Star) | 3610.6296 | 1204.9864 | 4815.616 |  | 4347.792 | 1944.131 | 6291.923
Heat Pump (AS) - 3.5 ton (Energy Star) | 3731.52 | 1239.5772 | 4971.0972 |  | 4468.6824 | 1978.7217 | 6447.4041
Heat Pump (AS) - 4 ton (Energy Star) | 3434.16 | 1252.4248 | 4686.5848 |  | 4171.3224 | 1991.5693 | 6162.8917
Heat Pump (AS) M.H. 1.5 Ton | 3309.5304 | 1180.6513 | 4490.1817 |  | 4046.6928 | 1919.7959 | 5966.4887
Heat Pump (AS) M.H. 2 Ton | 3671.4648 | 1180.6513 | 4852.1161 |  | 4408.6272 | 1919.7959 | 6328.4231
Heat Pump (AS) M.H. 2.5 Ton | 5254.53 | 1192.1389 | 6446.6689 |  | 5991.6924 | 1931.2834 | 7922.9758
Heat Pump (AS) M.H. 3 Ton | 4304.7984 | 1204.9864 | 5509.7848 |  | 5041.9608 | 1944.131 | 6986.0918
Heat Pump (AS) M.H. 3.5 Ton | 3806.364 | 1239.5772 | 5045.9412 |  | 4543.5264 | 1978.7217 | 6522.2481
Pricing below NOT included in above package price.
Air Handler Only Pricing
Air Handler TYPE | Material | Labor | Subtotal
1.5 Ton Multi-Position Air Handler | 1025.4744 | 469.0549 | 1494.5293
2 Ton Multi-Position Air Handler | 1450.6344 | 485.5212 | 1936.1556
2.5 Ton Multi-Position Air Handler | 1502.16 | 495.2735 | 1997.4335
3.0 Ton Multi-Position Air Handler | 1768.08 | 506.251 | 2274.331
3.5 Ton Multi-Position Air Handler | 1703.532 | 516.7536 | 2220.2856
4.0 Ton Multi-Position Air Handler | 1751.04 | 523.1674 | 2274.2074
Package Count:
11

## Heat Pump PKGs PW
Heat Pump Packages
Packages below are provided as examples only. These are general references and may not represent exact components required for every situation. Not all elements are necessary for building a package, and specific components should be included or excluded based on unique needs and objectives of your project or use case.
Retrofit Heat Pump Packages When an Air handler is needed, incorporate Air Handler Only Pricing using the chart below. A custom package in iWx can be built incorporating the additional line item for that heat pump size.
Ancillary Components | Material | Labor | Unit | Quantity | TOTAL material | TOTAL Labor | Subtotal (L&M)
Furnace Filter Rack - 1" | 60.7704 | 337.5548 | Each | 1 | 60.7704 | 337.5548 | 398.3252
Filter Rack Cover - Magnetic | 14.3784 | 39.4209 | Each | 1 | 14.3784 | 39.4209 | 53.7993
Duct Mastic per Gal | 46.5792 | 325.4653 | Each | 0.5 | 23.2896 | 162.7326 | 186.0222
A/C Line Set - 3/4" x 50' | 375.6552 | 525.8578 | Each | 1 | 375.6552 | 525.8578 | 901.513
A/C Condenser Pad | 74.5152 | 96.0982 | Each | 1 | 74.5152 | 96.0982 | 170.6134
A/C Whip | 36.6984 | 38.2904 | Each | 1 | 36.6984 | 38.2904 | 74.9888
HP Feet-Riser Pad | 122.268 | 46.1759 | Each | 1 | 122.268 | 46.1759 | 168.4439
A/C Disconnect (fused) | 29.5872 | 138.9732 | Each | 1 | 29.5872 | 138.9732 | 168.5604
Ancillary components Total |  |  |  |  | 737.1624 | 1385.1037 | 2122.2661
| Furnace Only Pricing |  |  |  | TOTAL PACKAGE - 95% Furnace + Ancillary
FAF TYPE | Material | Labor | Subtotal |  | Material | Labor | M&L TOTAL
Heat Pump (AS) - 1.5 ton (Energy Star) | 2262 | 2117.0425 | 4379.0425 |  | 2999.1624 | 3502.1462 | 6501.3086
Heat Pump (AS) - 2 ton (Energy Star) | 2860.56 | 2117.0425 | 4977.6025 |  | 3597.7224 | 3502.1462 | 7099.8686
Heat Pump (AS) - 2.5 ton (Energy Star) | 3136.08 | 2146.6389 | 5282.7189 |  | 3873.2424 | 3531.7425 | 7404.9849
Heat Pump (AS) - 3 ton (Energy Star) | 3610.6296 | 2182.3351 | 5792.9647 |  | 4347.792 | 3567.4388 | 7915.2308
Heat Pump (AS) - 3.5 ton (Energy Star) | 3731.52 | 2266.5035 | 5998.0235 |  | 4468.6824 | 3651.6072 | 8120.2896
Heat Pump (AS) - 4 ton (Energy Star) | 3434.16 | 2302.1998 | 5736.3598 |  | 4171.3224 | 3687.3035 | 7858.6259
Heat Pump (AS) M.H. 1.5 Ton | 3309.5304 | 2117.0425 | 5426.5729 |  | 4046.6928 | 3502.1462 | 7548.839
Heat Pump (AS) M.H. 2 Ton | 3671.4648 | 2117.0425 | 5788.5073 |  | 4408.6272 | 3502.1462 | 7910.7734
Heat Pump (AS) M.H. 2.5 Ton | 5254.53 | 2146.6389 | 7401.1689 |  | 5991.6924 | 3531.7425 | 9523.4349
Heat Pump (AS) M.H. 3 Ton | 4304.7984 | 2182.3351 | 6487.1335 |  | 5041.9608 | 3567.4388 | 8609.3996
Heat Pump (AS) M.H. 3.5 Ton | 3806.364 | 2266.5035 | 6072.8675 |  | 4543.5264 | 3651.6072 | 8195.1336
Pricing below NOT included in above package price.
Air Handler Only Pricing
Air Handler TYPE | Material | Labor | Subtotal
1.5 Ton Multi-Position Air Handler | 1025.4744 | 951.0787 | 1976.5531
2 Ton Multi-Position Air Handler | 1450.6344 | 976.1989 | 2426.8333
2.5 Ton Multi-Position Air Handler | 1502.16 | 998.8251 | 2500.9851
3.0 Ton Multi-Position Air Handler | 1768.08 | 1015.5719 | 2783.6519
3.5 Ton Multi-Position Air Handler | 1703.532 | 1039.9386 | 2743.4706
4.0 Ton Multi-Position Air Handler | 1751.04 | 1049.7233 | 2800.7633
Package Count:
11

## Boiler PKGs
Boiler Packages
Packages below are provided as examples only. These are general references and may not represent exact components required for every situation. Not all elements are necessary for building a package, and specific components should be included or excluded based on unique needs and objectives of your project or use case.
Retrofit Steam Boilers
Ancillary Components | Material | Labor | Unit | Quantity | TOTAL material | TOTAL Labor | Subtotal (L&M)
Boiler Parts - Discharge Pipe | 25.0128 | 51.1017 | Each | 1 | 25.0128 | 51.1017 | 76.1145
Stm Boiler Parts - Low Water Cut Off | 301.4496 | 56.3003 | Each | 1 | 301.4496 | 56.3003 | 357.7499
Boiler Parts - Air Scoop | 42.2352 | 45.8311 | Each | 1 | 42.2352 | 45.8311 | 88.0663
Boiler Parts - Air Vent | 24.8376 | 56.572 | Each | 1 | 24.8376 | 56.572 | 81.4096
Boiler Parts - Back Flow Preventer | 157.848 | 111.4866 | Each | 1 | 157.848 | 111.4866 | 269.3346
Black Pipe - 1 1/2" w/fittings | 12.3912 | 29.4253 | Foot | 10 | 123.912 | 294.2532 | 418.1652
Water valve 3/4" | 14.7096 | 45.141 | Each | 2 | 29.4192 | 90.2821 | 119.7013
Stm Boiler Parts - Water Feeder | 124.2672 | 62.7704 | Each | 1 | 124.2672 | 62.7704 | 187.0376
Black Pipe - 1/2"w/ Fittings | 4.0392 | 13.9236 | Foot | 10 | 40.392 | 139.2364 | 179.6284
Gas Shut Off Valve - 1/2" | 15.3672 | 47.6363 | Each | 1 | 15.3672 | 47.6363 | 63.0035
Furnace Power Interrupter and Fuse Switch (SSY Assembly) | 45.24 | 118.2319 | Each | 1 | 45.24 | 118.2319 | 163.4719
SW Vent - 6" | 10.3248 | 7.3406 | Foot | 8 | 82.5984 | 58.7248 | 141.3232
Ancillary components Total |  |  |  |  | 1012.5792 | 1132.4266 | 2145.0058
| Steam Boiler Only Pricing |  |  |  | TOTAL PACKAGE - Steam Boiler + Ancillary
STEAM BOILER TYPE | Material | Labor | Subtotal |  | Material | Labor | M&L TOTAL
Stm Boiler - 80% EFE 60K BTU | 3387.882 | 1713.0278 | 5100.9098 |  | 4400.4612 | 2845.4545 | 7245.9157
Stm Boiler - 80% EFE 70K BTU | 3399.6 | 1801.5134 | 5201.1134 |  | 4412.1792 | 2933.94 | 7346.1192
Stm Boiler - 80% EFE 80K BTU | 4193.046 | 1863.7988 | 6056.8448 |  | 5205.6252 | 2996.2254 | 8201.8506
Stm Boiler - 80% EFE 100K BTU | 3828.3 | 1357.934 | 5186.234 |  | 4840.8792 | 2490.3607 | 7331.2399
Stm Boiler - 80% EFE 125K BTU | 4447.272 | 1420.2194 | 5867.4914 |  | 5459.8512 | 2552.646 | 8012.4972
Stm Boiler - 80% EFE 150K BTU | 4358.856 | 1517.7877 | 5876.6437 |  | 5371.4352 | 2650.2143 | 8021.6495
Stm Boiler - 80% EFE 175K BTU | 4841.656 | 1580.0731 | 6421.7291 |  | 5854.2352 | 2712.4997 | 8566.7349
Stm Boiler - 80% EFE 200K to 225K BTU | 5329.96 | 1678.8326 | 7008.7926 |  | 6342.5392 | 2811.2593 | 9153.7985
Retrofit Water Boilers - 96% EFF
Ancillary Components | Material | Labor | Unit | Quantity | TOTAL material | TOTAL Labor | Subtotal (L&M)
Gas Shut Off Valve - 1/2" | 15.3672 | 47.6363 | Each | 1 | 15.3672 | 47.6363 | 63.0035
Boiler Parts - Back Flow Preventer | 157.848 | 111.4866 | Each | 1 | 157.848 | 111.4866 | 269.3346
Boiler Parts - Air Scoop | 42.2352 | 45.8311 | Each | 1 | 42.2352 | 45.8311 | 88.0663
Boiler Parts - Air Vent | 24.8376 | 56.572 | Each | 1 | 24.8376 | 56.572 | 81.4096
Boiler Parts - Expansion Tank | 67.4184 | 249.1095 | Each | 1 | 67.4184 | 249.1095 | 316.5279
Furnace Power Interrupter and Fuse Switch (SSY Assembly) | 45.24 | 118.2319 | Each | 1 | 45.24 | 118.2319 | 163.4719
Water valve 3/4" | 14.7096 | 45.141 | Each | 2 | 29.4192 | 90.2821 | 119.7013
Black Pipe - 1/2"w/ Fittings | 4.0392 | 13.9236 | Foot | 10 | 40.392 | 139.2364 | 179.6284
Boiler Parts - Copper Pipe 1 1/4" Includes Fittings | 16.8048 | 14.8936 | Foot | 3 | 50.4144 | 44.6808 | 95.0952
Boiler Parts - Circulator Pump | 176.6904 | 294.8565 | Each | 1 | 176.6904 | 294.8565 | 471.5469
Boiler Parts - Discharge Pipe | 25.0128 | 51.1017 | Each | 1 | 25.0128 | 51.1017 | 76.1145
PVC Schd 40 - 3" per Foot Includes Fittings | 7.9272 | 11.9369 | Foot | 10 | 79.272 | 119.3694 | 198.6414
Ancillary components Total |  |  |  |  | 754.1472 | 1368.3942 | 2122.5414
| Water Boiler Only Pricing |  |  |  | TOTAL PACKAGE - Water Boiler + Ancillary
WATER BOILER TYPE | Material | Labor | Subtotal |  | Material | Labor | M&L TOTAL
Boiler FW - 95% EFE 40K BTU (include outdoor reset control) | 3228.438 | 1704.8106 | 4933.2486 |  | 3982.5852 | 3073.2048 | 7055.79
Boiler FW - 95% EFE 60K BTU (include outdoor reset control) | 2740.0632 | 1704.8106 | 4444.8738 |  | 3494.2104 | 3073.2048 | 6567.4152
Boiler FW - 95% EFE 70K BTU (include outdoor reset control) | 4517.7552 | 1704.8106 | 6222.5658 |  | 5271.9024 | 3073.2048 | 8345.1072
Boiler FW - 95% EFE 85K BTU (include outdoor reset control) | 3827.16 | 1704.8106 | 5531.9706 |  | 4581.3072 | 3073.2048 | 7654.512
Boiler FW - 95% EFE 100K BTU (include outdoor reset control) | 4423.4352 | 1765.9907 | 6189.4259 |  | 5177.5824 | 3134.3849 | 8311.9673
Boiler FW - 95% EFE 125K BTU (include outdoor reset control) | 3906.12 | 1790.334 | 5696.454 |  | 4660.2672 | 3158.7282 | 7818.9954
Boiler FW - 95% EFE 130K BTU (include outdoor reset control) | 4165.416 | 1790.334 | 5955.75 |  | 4919.5632 | 3158.7282 | 8078.2914
Boiler FW - 95% EFE 150K BTU (include outdoor reset control) | 4050.5424 | 1790.334 | 5840.8764 |  | 4804.6896 | 3158.7282 | 7963.4178
Boiler FW - 95% EFE 165K BTU (include outdoor reset control) | 3387.381 | 1812.5538 | 5199.9348 |  | 4141.5282 | 3180.948 | 7322.4762
Boiler FW - 95% EFE 200K BTU (include outdoor reset control) | 4248.904 | 1812.5538 | 6061.4578 |  | 5003.0512 | 3180.948 | 8183.9992
Package Count:
18

## Boiler PKGs PW
Boiler Packages
Packages below are provided as examples only. These are general references and may not represent exact components required for every situation. Not all elements are necessary for building a package, and specific components should be included or excluded based on unique needs and objectives of your project or use case.
Retrofit Steam Boilers
Ancillary Components | Material | Labor | Unit | Quantity | TOTAL material | TOTAL Labor | Subtotal (L&M)
Boiler Parts - Discharge Pipe | 25.0128 | 92.8559 | Each | 1 | 25.0128 | 92.8559 | 117.8687
Stm Boiler Parts - Low Water Cut Off | 301.4496 | 93.2505 | Each | 1 | 301.4496 | 93.2505 | 394.7001
Boiler Parts - Air Scoop | 42.2352 | 81.4872 | Each | 1 | 42.2352 | 81.4872 | 123.7224
Boiler Parts - Air Vent | 24.8376 | 107.7293 | Each | 1 | 24.8376 | 107.7293 | 132.5669
Boiler Parts - Back Flow Preventer | 157.848 | 221.0865 | Each | 1 | 157.848 | 221.0865 | 378.9345
Black Pipe - 1 1/2" w/fittings | 12.3912 | 54.8614 | Foot | 10 | 123.912 | 548.6141 | 672.5261
Water valve 3/4" | 14.7096 | 90.1782 | Each | 2 | 29.4192 | 180.3564 | 209.7756
Stm Boiler Parts - Water Feeder | 124.2672 | 103.6442 | Each | 1 | 124.2672 | 103.6442 | 227.9114
Black Pipe - 1/2"w/ Fittings | 4.0392 | 24.5976 | Foot | 10 | 40.392 | 245.9764 | 286.3684
Gas Shut Off Valve - 1/2" | 15.3672 | 86.6757 | Each | 1 | 15.3672 | 86.6757 | 102.0429
Furnace Power Interrupter and Fuse Switch (SSY Assembly) | 45.24 | 199.3511 | Each | 1 | 45.24 | 199.3511 | 244.5911
SW Vent - 6" | 10.3248 | 16.9442 | Foot | 8 | 82.5984 | 135.5536 | 218.152
Ancillary components Total |  |  |  |  | 1012.5792 | 2096.5811 | 3109.1603
| Steam Boiler Only Pricing |  |  |  | TOTAL PACKAGE - Steam Boiler + Ancillary
STEAM BOILER TYPE | Material | Labor | Subtotal |  | Material | Labor | M&L TOTAL
Stm Boiler - 80% EFE 60K BTU | 3387.882 | 3177.5622 | 6565.4442 |  | 4400.4612 | 5274.1433 | 9674.6045
Stm Boiler - 80% EFE 70K BTU | 3399.6 | 3354.4656 | 6754.0656 |  | 4412.1792 | 5451.0467 | 9863.2259
Stm Boiler - 80% EFE 80K BTU | 4193.046 | 3462.1834 | 7655.2294 |  | 5205.6252 | 5558.7645 | 10764.3897
Stm Boiler - 80% EFE 100K BTU | 3828.3 | 2523.664 | 6351.964 |  | 4840.8792 | 4620.2451 | 9461.1243
Stm Boiler - 80% EFE 125K BTU | 4447.272 | 2631.3818 | 7078.6538 |  | 5459.8512 | 4727.9629 | 10187.8141
Stm Boiler - 80% EFE 150K BTU | 4358.856 | 2832.2695 | 7191.1255 |  | 5371.4352 | 4928.8506 | 10300.2858
Stm Boiler - 80% EFE 175K BTU | 4841.656 | 2939.9873 | 7781.6433 |  | 5854.2352 | 5036.5684 | 10890.8036
Stm Boiler - 80% EFE 200K to 225K BTU | 5329.96 | 3123.1216 | 8453.0816 |  | 6342.5392 | 5219.7027 | 11562.2419
Retrofit Water Boilers - 96% EFF
Ancillary Components | Material | Labor | Unit | Quantity | TOTAL material | TOTAL Labor | Subtotal (L&M)
Gas Shut Off Valve - 1/2" | 15.3672 | 86.6757 | Each | 1 | 15.3672 | 86.6757 | 102.0429
Boiler Parts - Back Flow Preventer | 157.848 | 221.0865 | Each | 1 | 157.848 | 221.0865 | 378.9345
Boiler Parts - Air Scoop | 42.2352 | 81.4872 | Each | 1 | 42.2352 | 81.4872 | 123.7224
Boiler Parts - Air Vent | 24.8376 | 107.7293 | Each | 1 | 24.8376 | 107.7293 | 132.5669
Boiler Parts - Expansion Tank | 67.4184 | 471.3202 | Each | 1 | 67.4184 | 471.3202 | 538.7386
Furnace Power Interrupter and Fuse Switch (SSY Assembly) | 45.24 | 199.3511 | Each | 1 | 45.24 | 199.3511 | 244.5911
Water valve 3/4" | 14.7096 | 90.1782 | Each | 2 | 29.4192 | 180.3564 | 209.7756
Black Pipe - 1/2"w/ Fittings | 4.0392 | 24.5976 | Foot | 10 | 40.392 | 245.9764 | 286.3684
Boiler Parts - Copper Pipe 1 1/4" Includes Fittings | 16.8048 | 28.8123 | Foot | 3 | 50.4144 | 86.437 | 136.8514
Boiler Parts - Circulator Pump | 176.6904 | 535.6941 | Each | 1 | 176.6904 | 535.6941 | 712.3845
Boiler Parts - Discharge Pipe | 25.0128 | 92.8559 | Each | 1 | 25.0128 | 92.8559 | 117.8687
PVC Schd 40 - 3" per Foot Includes Fittings | 7.9272 | 24.1277 | Foot | 10 | 79.272 | 241.2766 | 320.5486
Ancillary components Total |  |  |  |  | 754.1472 | 2550.2465 | 3304.3937
| Water Boiler Only Pricing |  |  |  | TOTAL PACKAGE - Water Boiler + Ancillary
WATER BOILER TYPE | Material | Labor | Subtotal |  | Material | Labor | M&L TOTAL
Boiler FW - 95% EFE 40K BTU (include outdoor reset control) | 3228.438 | 3099.7914 | 6328.2294 |  | 3982.5852 | 5650.0379 | 9632.6231
Boiler FW - 95% EFE 60K BTU (include outdoor reset control) | 2740.0632 | 3099.7914 | 5839.8546 |  | 3494.2104 | 5650.0379 | 9144.2483
Boiler FW - 95% EFE 70K BTU (include outdoor reset control) | 4517.7552 | 3099.7914 | 7617.5466 |  | 5271.9024 | 5650.0379 | 10921.9403
Boiler FW - 95% EFE 85K BTU (include outdoor reset control) | 3827.16 | 3099.7914 | 6926.9514 |  | 4581.3072 | 5650.0379 | 10231.3451
Boiler FW - 95% EFE 100K BTU (include outdoor reset control) | 4423.4352 | 3209.7745 | 7633.2097 |  | 5177.5824 | 5760.0211 | 10937.6035
Boiler FW - 95% EFE 125K BTU (include outdoor reset control) | 3906.12 | 3263.7237 | 7169.8437 |  | 4660.2672 | 5813.9702 | 10474.2374
Boiler FW - 95% EFE 130K BTU (include outdoor reset control) | 4165.416 | 3263.7237 | 7429.1397 |  | 4919.5632 | 5813.9702 | 10733.5334
Boiler FW - 95% EFE 150K BTU (include outdoor reset control) | 4050.5424 | 3263.7237 | 7314.2661 |  | 4804.6896 | 5813.9702 | 10618.6598
Boiler FW - 95% EFE 165K BTU (include outdoor reset control) | 3387.381 | 3299.418 | 6686.799 |  | 4141.5282 | 5849.6645 | 9991.1927
Boiler FW - 95% EFE 200K BTU (include outdoor reset control) | 4248.904 | 3299.418 | 7548.322 |  | 5003.0512 | 5849.6645 | 10852.7157
Package Count:
18

## CAC PKGs
Central Air Conditioner Packages
Packages below are provided as examples only. These are general references and may not represent exact components required for every situation. Not all elements are necessary for building a package, and specific components should be included or excluded based on unique needs and objectives of your project or use case.
Central Air Conditioners (CAC)
Ancillary Components | Material | Labor | Unit | Quantity | TOTAL material | TOTAL Labor | Subtotal (L&M)
A/C Line Set - 3/4" x 50' | 375.6552 | 241.6233 | Each | 1 | 375.6552 | 241.6233 | 617.2785
A/C Condenser Pad | 74.5152 | 55.4719 | Each | 1 | 74.5152 | 55.4719 | 129.9871
Evaporator Coil | 460.9968 | 470.6688 | Each | 1 | 460.9968 | 470.6688 | 931.6656
A/C Whip | 36.6984 | 21.9185 | Each | 1 | 36.6984 | 21.9185 | 58.6169
A/C Disconnect (fused) | 29.5872 | 81.4411 | Each | 1 | 29.5872 | 81.4411 | 111.0283
Ancillary components Total |  |  |  |  | 977.4528 | 871.1236 | 1848.5764
| CAC Only Pricing |  |  |  | TOTAL PACKAGE - CAC + Ancillary
CENTRAL AIR CONDITIONER TYPE | Material | Labor | Subtotal |  | Material | Labor | M&L TOTAL
Central A/C - 1.5 ton (Energy Star) | 2315.8056 | 1269.2608 | 3585.0664 |  | 3293.2584 | 2140.3844 | 5433.6428
Central A/C - 2 ton (Energy Star) | 2503.5144 | 1325.6438 | 3829.1582 |  | 3480.9672 | 2196.7674 | 5677.7346
Central A/C - 2.5 ton (Energy Star) | 2497.8096 | 1486.858 | 3984.6676 |  | 3475.2624 | 2357.9816 | 5833.244
Central A/C - 3 ton (Energy Star) | 2766.6504 | 1620.8081 | 4387.4585 |  | 3744.1032 | 2491.9317 | 6236.0349
Central A/C - 3.5 ton (Energy Star) | 2688.72 | 1741.0969 | 4429.8169 |  | 3666.1728 | 2612.2205 | 6278.3933
Central A/C - 4 ton (Energy Star) | 2944.08 | 1890.6345 | 4834.7145 |  | 3921.5328 | 2761.7581 | 6683.2909
M. H. Central AC 14 Seer 1.5 Ton | 2315.8056 | 1169.1966 | 3485.0022 |  | 3293.2584 | 2040.3202 | 5333.5786
M. H. Central AC 14 Seer 3.5 Ton | 2688.72 | 1631.1522 | 4319.8722 |  | 3666.1728 | 2502.2758 | 6168.4486
Package Count:
8

## CAC PKGs PW
Central Air Conditioner Packages
Packages below are provided as examples only. These are general references and may not represent exact components required for every situation. Not all elements are necessary for building a package, and specific components should be included or excluded based on unique needs and objectives of your project or use case.
Central Air Conditioners (CAC)
Ancillary Components | Material | Labor | Unit | Quantity | TOTAL material | TOTAL Labor | Subtotal (L&M)
A/C Line Set - 3/4" x 50' | 375.6552 | 525.8578 | Each | 1 | 375.6552 | 525.8578 | 901.513
A/C Condenser Pad | 74.5152 | 96.0982 | Each | 1 | 74.5152 | 96.0982 | 170.6134
Evaporator Coil | 460.9968 | 885.4027 | Each | 1 | 460.9968 | 885.4027 | 1346.3995
A/C Whip | 36.6984 | 38.2904 | Each | 1 | 36.6984 | 38.2904 | 74.9888
A/C Disconnect (fused) | 29.5872 | 138.9732 | Each | 1 | 29.5872 | 138.9732 | 168.5604
Ancillary components Total |  |  |  |  | 977.4528 | 1684.6222 | 2662.075
| CAC Only Pricing |  |  |  | TOTAL PACKAGE - CAC + Ancillary
CENTRAL AIR CONDITIONER TYPE | Material | Labor | Subtotal |  | Material | Labor | M&L TOTAL
Central A/C - 1.5 ton (Energy Star) | 2315.8056 | 2482.1863 | 4797.9919 |  | 3293.2584 | 4166.8085 | 7460.0669
Central A/C - 2 ton (Energy Star) | 2503.5144 | 2568.2018 | 5071.7162 |  | 3480.9672 | 4252.824 | 7733.7912
Central A/C - 2.5 ton (Energy Star) | 2497.8096 | 2893.1378 | 5390.9474 |  | 3475.2624 | 4577.76 | 8053.0224
Central A/C - 3 ton (Energy Star) | 2766.6504 | 3097.4862 | 5864.1366 |  | 3744.1032 | 4782.1084 | 8526.2116
Central A/C - 3.5 ton (Energy Star) | 2688.72 | 3289.439 | 5978.159 |  | 3666.1728 | 4974.0612 | 8640.234
Central A/C - 4 ton (Energy Star) | 2944.08 | 3517.5669 | 6461.6469 |  | 3921.5328 | 5202.1891 | 9123.7219
M. H. Central AC 14 Seer 1.5 Ton | 2315.8056 | 2325.1162 | 4640.9218 |  | 3293.2584 | 4009.7384 | 7302.9968
M. H. Central AC 14 Seer 3.5 Ton | 2688.72 | 3114.3634 | 5803.0834 |  | 3666.1728 | 4798.9856 | 8465.1584
Package Count:
8

## ASHRAE PKGs
ASHRAE Fan Packages
Packages below are provided as examples only. These are general references and may not represent exact components required for every situation. Not all elements are necessary for building a package, and specific components should be included or excluded based on unique needs and objectives of your project or use case.
ASHRAE Packages (Bath Fans) - WITH EXISTING FAN To account for situations with no pre-existing fan, use Labor Only Measure, "Install ASHRAE Fan - no prior existing" to factor in additional labor cost. A custom package in iWx can be built incorporating the additional labor line item.
Ancillary Components | Material | Labor | Unit | Quantity | TOTAL material | TOTAL Labor | Subtotal (L&M)
Eave Term Kit - Bath Fan 6" | 19.8744 | 98.7937 | Each | 1 | 19.8744 | 98.7937 | 118.6681
Round Duct Insulation - 6" | 7.8 | 5.6349 | Foot | 6 | 46.8 | 33.8095 | 80.6095
SW Vent - 6" | 10.3248 | 7.3406 | Foot | 6 | 61.9488 | 44.0436 | 105.9924
Switch Plate | 0.6744 | 4.8349 | Each | 1 | 0.6744 | 4.8349 | 5.5093
Switch - Single Pole | 1.8984 | 24.5894 | Each | 1 | 1.8984 | 24.5894 | 26.4878
Ancillary components Total |  |  |  |  | 131.196 | 206.071 | 337.267
| Bath Fan Only Pricing |  |  |  | TOTAL PACKAGE - Bath Fan + Ancillary
BATH FAN TYPE | Material | Labor | Subtotal |  | Material | Labor | M&L TOTAL
Bath Fan - Adj 110 CFM | 321.7032 | 230.7038 | 552.407 |  | 452.8992 | 436.7748 | 889.674
Bath Fan - Adj 150 CFM | 321.7032 | 230.7038 | 552.407 |  | 452.8992 | 436.7748 | 889.674
Bath Fan - Adj w/ Light & Motion Sensor 110 CFM | 402.8664 | 230.7038 | 633.5702 |  | 531.4896 | 407.3505 | 938.8401
Bath Fan - Adj w/ Light & Motion Sensor 150 CFM | 402.8664 | 230.7038 | 633.5702 |  | 531.4896 | 407.3505 | 938.8401
Bath Fan - Adj w/ Light 110 CFM | 372.8448 | 230.7038 | 603.5486 |  | 504.0408 | 436.7748 | 940.8156
Bath Fan - Adj w/ Light 150 CFM | 372.8448 | 230.7038 | 603.5486 |  | 504.0408 | 436.7748 | 940.8156
Bath Fan - Adj w/ Motion Sensor 110 CFM | 346.6464 | 230.7038 | 577.3502 |  | 475.2696 | 407.3505 | 882.6201
Bath Fan - Adj w/ Motion Sensor 150 CFM | 358.2144 | 230.7038 | 588.9182 |  | 486.8376 | 407.3505 | 894.1881
Bath Fan - Adj w/Light & Motion Sensor 80 CFM | 350.2176 | 274.104 | 624.3216 |  | 478.8408 | 450.7507 | 929.5915
Bath Fan - Adj w/Light & Motion Sensor 130 CFM | 402.8664 | 274.104 | 676.9704 |  | 531.4896 | 450.7507 | 982.2403
Bath Fan - Adj w/Motion Sensor 80 CFM | 289.9032 | 274.104 | 564.0072 |  | 418.5264 | 450.7507 | 869.2771
Bath Fan - Adj w/Motion Sensor 130 CFM | 358.2144 | 274.104 | 632.3184 |  | 486.8376 | 450.7507 | 937.5883
Bath Fan - Single Speed 80 CFM | 224.1264 | 274.104 | 498.2304 |  | 355.3224 | 480.175 | 835.4974
Bath Fan - Single Speed 80 CFM With Light | 288.036 | 274.104 | 562.14 |  | 419.232 | 480.175 | 899.407
Bath Fan - Single Speed 110 CFM | 224.1264 | 274.104 | 498.2304 |  | 355.3224 | 480.175 | 835.4974
Bath Fan - Single Speed 110 CFM with Light | 364.9608 | 274.104 | 639.0648 |  | 496.1568 | 480.175 | 976.3318
Bath Fan - Single Speed 130 CFM | 295.3128 | 274.104 | 569.4168 |  | 426.5088 | 480.175 | 906.6838
Bath Fan - Single Speed 130 CFM with Light | 364.9608 | 274.104 | 639.0648 |  | 496.1568 | 480.175 | 976.3318
ASHRAE Packages (Range Hood Fans)
Ancillary Components | Material | Labor | Unit | Quantity | TOTAL material | TOTAL Labor | Subtotal (L&M)
Eave Term Kit - Bath Fan 6" | 19.8744 | 98.7937 | Each | 1 | 19.8744 | 98.7937 | 118.6681
Round Duct Insulation - 6" | 7.8 | 5.6349 | Foot | 6 | 46.8 | 33.8095 | 80.6095
SW Vent - 6" | 10.3248 | 7.3406 | Foot | 6 | 61.9488 | 44.0436 | 105.9924
Ancillary components Total |  |  |  |  | 128.6232 | 176.6467 | 305.2699
| Range Hood Fan Only Pricing |  |  |  | TOTAL PACKAGE - Range Hood Fan + Ancillary
RANGE HOOD FAN TYPE | Material | Labor | Subtotal |  | Material | Labor | M&L TOTAL
ASHRAE Kitchen Range Hood | 316.242 | 220.4598 | 536.7018 |  | 444.8652 | 397.1065 | 841.9717
ASHRAE Packages THRU WALL (Bath Fans)
Ancillary Components | Material | Labor | Unit | Quantity | TOTAL material | TOTAL Labor | Subtotal (L&M)
Exh Fan Control - Airetrak 62.2 | 102.4872 | 38.2026 | Each | 1 | 102.4872 | 38.2026 | 140.6898
Ancillary components Total |  |  |  |  | 102.4872 | 38.2026 | 140.6898
| Bath Fan Only Pricing |  |  |  | TOTAL PACKAGE - Bath Fan + Ancillary
BATH FAN TYPE | Material | Labor | Subtotal |  | Material | Labor | M&L TOTAL
Exh Fan - Through Wall 70 CFM | 108.2616 | 177.1736 | 285.4352 |  | 210.7488 | 215.3762 | 426.125
Energy Recovery Ventilator (ERV) Packages
Ancillary Components | Material | Labor | Unit | Quantity | TOTAL material | TOTAL Labor | Subtotal (L&M)
Eave Term Kit - Bath Fan 6" | 19.8744 | 98.7937 | Each | 1 | 19.8744 | 98.7937 | 118.6681
Round Duct Insulation - 6" | 7.8 | 5.6349 | Foot | 6 | 46.8 | 33.8095 | 80.6095
SW Vent - 6" | 10.3248 | 7.3406 | Foot | 6 | 61.9488 | 44.0436 | 105.9924
Switch Plate | 0.6744 | 4.8349 | Each | 1 | 0.6744 | 4.8349 | 5.5093
Switch - Single Pole | 1.8984 | 24.5894 | Each | 1 | 1.8984 | 24.5894 | 26.4878
Ancillary components Total |  |  |  |  | 131.196 | 206.071 | 337.267
| Bath Fan Only Pricing |  |  |  | TOTAL PACKAGE - Bath Fan + Ancillary
BATH FAN TYPE | Material | Labor | Subtotal |  | Material | Labor | M&L TOTAL
Energy Recovery Ventilator | 1280.2464 | 1627.6778 | 2907.9242 |  | 1411.4424 | 1833.7488 | 3245.1912
Package Count:
21
Note on G16: NOTE: deducted switch & plate for motion sensor fans
Note on H16: NOTE: deducted switch & plate for motion sensor fans
Note on G17: NOTE: deducted switch & plate for motion sensor fans
Note on H17: NOTE: deducted switch & plate for motion sensor fans
Note on G20: NOTE: deducted switch & plate for motion sensor fans
Note on H20: NOTE: deducted switch & plate for motion sensor fans
Note on G21: NOTE: deducted switch & plate for motion sensor fans
Note on H21: NOTE: deducted switch & plate for motion sensor fans
Note on G22: NOTE: deducted switch & plate for motion sensor fans
Note on H22: NOTE: deducted switch & plate for motion sensor fans
Note on G23: NOTE: deducted switch & plate for motion sensor fans
Note on H23: NOTE: deducted switch & plate for motion sensor fans
Note on G24: NOTE: deducted switch & plate for motion sensor fans
Note on H24: NOTE: deducted switch & plate for motion sensor fans
Note on G25: NOTE: deducted switch & plate for motion sensor fans
Note on H25: NOTE: deducted switch & plate for motion sensor fans

## ASHRAE PKGs PW
ASHRAE Fan Packages
Packages below are provided as examples only. These are general references and may not represent exact components required for every situation. Not all elements are necessary for building a package, and specific components should be included or excluded based on unique needs and objectives of your project or use case.
ASHRAE Packages (Bath Fans) - WITH EXISTING FAN To account for situations with no pre-existing fan, use Labor Only Measure, "Install ASHRAE Fan - no prior existing" to factor in additional labor cost. A custom package in iWx can be built incorporating the additional labor line item.
Ancillary Components | Material | Labor | Unit | Quantity | TOTAL material | TOTAL Labor | Subtotal (L&M)
Eave Term Kit - Bath Fan 6" | 19.8744 | 185.0956 | Each | 1 | 19.8744 | 185.0956 | 204.97
Round Duct Insulation - 6" | 7.8 | 10.3948 | Foot | 6 | 46.8 | 62.3688 | 109.1688
SW Vent - 6" | 10.3248 | 16.9442 | Foot | 6 | 61.9488 | 101.6652 | 163.614
Switch Plate | 0.6744 | 8.1543 | Each | 1 | 0.6744 | 8.1543 | 8.8287
Switch - Single Pole | 1.8984 | 42.2705 | Each | 1 | 1.8984 | 42.2705 | 44.1689
Ancillary components Total |  |  |  |  | 131.196 | 399.5545 | 530.7505
| Bath Fan Only Pricing |  |  |  | TOTAL PACKAGE - Bath Fan + Ancillary
BATH FAN TYPE | Material | Labor | Subtotal |  | Material | Labor | M&L TOTAL
Bath Fan - Adj 110 CFM | 321.7032 | 375.7005 | 697.4037 |  | 452.8992 | 775.2549 | 1228.1541
Bath Fan - Adj 150 CFM | 321.7032 | 375.7005 | 697.4037 |  | 452.8992 | 775.2549 | 1228.1541
Bath Fan - Adj w/ Light & Motion Sensor 110 CFM | 402.8664 | 375.7005 | 778.5669 |  | 531.4896 | 724.8301 | 1256.3197
Bath Fan - Adj w/ Light & Motion Sensor 150 CFM | 402.8664 | 375.7005 | 778.5669 |  | 531.4896 | 724.8301 | 1256.3197
Bath Fan - Adj w/ Light 110 CFM | 372.8448 | 375.7005 | 748.5453 |  | 504.0408 | 775.2549 | 1279.2957
Bath Fan - Adj w/ Light 150 CFM | 372.8448 | 375.7005 | 748.5453 |  | 504.0408 | 775.2549 | 1279.2957
Bath Fan - Adj w/ Motion Sensor 110 CFM | 346.6464 | 375.7005 | 722.3469 |  | 475.2696 | 724.8301 | 1200.0997
Bath Fan - Adj w/ Motion Sensor 150 CFM | 358.2144 | 375.7005 | 733.9149 |  | 486.8376 | 724.8301 | 1211.6677
Bath Fan - Adj w/Light & Motion Sensor 80 CFM | 350.2176 | 461.5417 | 811.7593 |  | 478.8408 | 810.6713 | 1289.5121
Bath Fan - Adj w/Light & Motion Sensor 130 CFM | 402.8664 | 461.5417 | 864.4081 |  | 531.4896 | 810.6713 | 1342.1609
Bath Fan - Adj w/Motion Sensor 80 CFM | 289.9032 | 461.5417 | 751.4449 |  | 418.5264 | 810.6713 | 1229.1977
Bath Fan - Adj w/Motion Sensor 130 CFM | 358.2144 | 461.5417 | 819.7561 |  | 486.8376 | 810.6713 | 1297.5089
Bath Fan - Single Speed 80 CFM | 224.1264 | 461.5417 | 685.6681 |  | 355.3224 | 861.0961 | 1216.4185
Bath Fan - Single Speed 80 CFM With Light | 288.036 | 461.5417 | 749.5777 |  | 419.232 | 861.0961 | 1280.3281
Bath Fan - Single Speed 110 CFM | 224.1264 | 461.5417 | 685.6681 |  | 355.3224 | 861.0961 | 1216.4185
Bath Fan - Single Speed 110 CFM with Light | 364.9608 | 461.5417 | 826.5025 |  | 496.1568 | 861.0961 | 1357.2529
Bath Fan - Single Speed 130 CFM | 295.3128 | 461.5417 | 756.8545 |  | 426.5088 | 861.0961 | 1287.6049
Bath Fan - Single Speed 130 CFM with Light | 364.9608 | 461.5417 | 826.5025 |  | 496.1568 | 861.0961 | 1357.2529
ASHRAE Packages (Range Hood Fans)
Ancillary Components | Material | Labor | Unit | Quantity | TOTAL material | TOTAL Labor | Subtotal (L&M)
Eave Term Kit - Bath Fan 6" | 19.8744 | 185.0956 | Each | 1 | 19.8744 | 185.0956 | 204.97
Round Duct Insulation - 6" | 7.8 | 10.3948 | Foot | 6 | 46.8 | 62.3688 | 109.1688
SW Vent - 6" | 10.3248 | 16.9442 | Foot | 6 | 61.9488 | 101.6652 | 163.614
Ancillary components Total |  |  |  |  | 128.6232 | 349.1296 | 477.7528
| Range Hood Fan Only Pricing |  |  |  | TOTAL PACKAGE - Range Hood Fan + Ancillary
RANGE HOOD FAN TYPE | Material | Labor | Subtotal |  | Material | Labor | M&L TOTAL
ASHRAE Kitchen Range Hood | 316.242 | 354.569 | 670.811 |  | 444.8652 | 703.6986 | 1148.5638
ASHRAE Packages THRU WALL (Bath Fans)
Ancillary Components | Material | Labor | Unit | Quantity | TOTAL material | TOTAL Labor | Subtotal (L&M)
Exh Fan Control - Airetrak 62.2 | 102.4872 | 62.7689 | Each | 1 | 102.4872 | 62.7689 | 165.2561
Ancillary components Total |  |  |  |  | 102.4872 | 62.7689 | 165.2561
| Bath Fan Only Pricing |  |  |  | TOTAL PACKAGE - Bath Fan + Ancillary
BATH FAN TYPE | Material | Labor | Subtotal |  | Material | Labor | M&L TOTAL
Exh Fan - Through Wall 70 CFM | 108.2616 | 302.9173 | 411.1789 |  | 210.7488 | 365.6862 | 576.435
Energy Recovery Ventilator (ERV) Packages
Ancillary Components | Material | Labor | Unit | Quantity | TOTAL material | TOTAL Labor | Subtotal (L&M)
Eave Term Kit - Bath Fan 6" | 19.8744 | 185.0956 | Each | 1 | 19.8744 | 185.0956 | 204.97
Round Duct Insulation - 6" | 7.8 | 10.3948 | Foot | 6 | 46.8 | 62.3688 | 109.1688
SW Vent - 6" | 10.3248 | 16.9442 | Foot | 6 | 61.9488 | 101.6652 | 163.614
Switch Plate | 0.6744 | 8.1543 | Each | 1 | 0.6744 | 8.1543 | 8.8287
Switch - Single Pole | 1.8984 | 42.2705 | Each | 1 | 1.8984 | 42.2705 | 44.1689
Ancillary components Total |  |  |  |  | 131.196 | 399.5545 | 530.7505
| Bath Fan Only Pricing |  |  |  | TOTAL PACKAGE - Bath Fan + Ancillary
BATH FAN TYPE | Material | Labor | Subtotal |  | Material | Labor | M&L TOTAL
Energy Recovery Ventilator | 1280.2464 | 3043.4648 | 4323.7112 |  | 1411.4424 | 3443.0193 | 4854.4617
Package Count:
21
Note on G16: NOTE: deducted switch & plate for motion sensor fans
Note on H16: NOTE: deducted switch & plate for motion sensor fans
Note on G17: NOTE: deducted switch & plate for motion sensor fans
Note on H17: NOTE: deducted switch & plate for motion sensor fans
Note on G20: NOTE: deducted switch & plate for motion sensor fans
Note on H20: NOTE: deducted switch & plate for motion sensor fans
Note on G21: NOTE: deducted switch & plate for motion sensor fans
Note on H21: NOTE: deducted switch & plate for motion sensor fans
Note on G22: NOTE: deducted switch & plate for motion sensor fans
Note on H22: NOTE: deducted switch & plate for motion sensor fans
Note on G23: NOTE: deducted switch & plate for motion sensor fans
Note on H23: NOTE: deducted switch & plate for motion sensor fans
Note on G24: NOTE: deducted switch & plate for motion sensor fans
Note on H24: NOTE: deducted switch & plate for motion sensor fans
Note on G25: NOTE: deducted switch & plate for motion sensor fans
Note on H25: NOTE: deducted switch & plate for motion sensor fans

## HWT PKGs
Hot Water Heater Packages
Packages below are provided as examples only. These are general references and may not represent exact components required for every situation. Not all elements are necessary for building a package, and specific components should be included or excluded based on unique needs and objectives of your project or use case.
Retrofit - 0.67 EFF Hot Water Tank
Ancillary Components | Material | Labor | Unit | Quantity | TOTAL material | TOTAL Labor | Subtotal (L&M)
Water Heater Discharge Pipe | 30.0912 | 53.2998 | Each | 1 | 30.0912 | 53.2998 | 83.391
Black Pipe - 1/2"w/ Fittings | 4.0392 | 13.9236 | Foot | 6 | 24.2352 | 83.5418 | 107.777
Gas Shut Off Valve - 1/2" | 15.3672 | 47.6363 | Each | 1 | 15.3672 | 47.6363 | 63.0035
Water valve 1" | 24.633 | 40.8291 | Each | 1 | 24.633 | 40.8291 | 65.4621
Dielectric Union | 12.36 | 14.54 | Each | 2 | 24.72 | 29.0799 | 53.7999
Boiler Parts - Copper Pipe 3/4" Includes Fittings | 6.2616 | 12.3547 | Foot | 4 | 25.0464 | 49.4189 | 74.4653
SW Vent - 4" | 7.4664 | 5.4943 | Foot | 6 | 44.7984 | 32.9657 | 77.7641
Ancillary components Total |  |  |  |  | 188.8914 | 336.7717 | 525.6631
| .67 HW Tank Only Pricing |  |  |  | TOTAL PACKAGE - .67 HW Tank + Ancillary
.67 EFF Hot Water Tank TYPE | Material | Labor | Subtotal |  | Material | Labor | M&L TOTAL
Water Heater Mob Home NG/LP - 30 gal | 970.3392 | 335.8025 | 1306.1417 |  | 1159.2306 | 672.5742 | 1831.8048
Water Heater Mob Home NG/LP - 40 gal | 1061.6856 | 340.8992 | 1402.5848 |  | 1250.577 | 677.6708 | 1928.2478
Retrofit Power Vent - HWT
Ancillary Components | Material | Labor | Unit | Quantity | TOTAL material | TOTAL Labor | Subtotal (L&M)
Black Pipe - 1/2"w/ Fittings | 4.0392 | 13.9236 | Foot | 6 | 24.2352 | 83.5418 | 107.777
Gas Shut Off Valve - 1/2" | 15.3672 | 47.6363 | Each | 1 | 15.3672 | 47.6363 | 63.0035
Water Heater Discharge Pipe | 30.0912 | 53.2998 | Each | 1 | 30.0912 | 53.2998 | 83.391
Dielectric Union | 12.36 | 14.54 | Each | 2 | 24.72 | 29.0799 | 53.7999
Water valve 1" | 24.633 | 40.8291 | Each | 1 | 24.633 | 40.8291 | 65.4621
Boiler Parts - Copper Pipe 3/4" Includes Fittings | 6.2616 | 12.3547 | Foot | 4 | 25.0464 | 49.4189 | 74.4653
PVC Schd 40 - 3" per Foot Includes Fittings | 7.9272 | 11.9369 | Foot | 10 | 79.272 | 119.3694 | 198.6414
Ancillary components Total |  |  |  |  | 223.365 | 423.1754 | 646.5404
| Power Vent HWT Only Pricing |  |  |  | TOTAL PACKAGE - Power Vent HWT + Ancillary
POWER VENT HWT TYPE | Material | Labor | Subtotal |  | Material | Labor | M&L TOTAL
Water Heater Power Vent NG (Energy Star) - 40 gal | 1747.716 | 379.9513 | 2127.6673 |  | 1971.081 | 803.1267 | 2774.2077
Water Heater Power Vent NG (Energy Star) - 50 gal | 2266.986 | 389.4128 | 2656.3988 |  | 2490.351 | 812.5882 | 3302.9392
Water Heater Low Boy Power Vent (Energy Star) - 40 gal | 2336.436 | 379.9513 | 2716.3873 |  | 2559.801 | 803.1267 | 3362.9277
Water Heater Low Boy Power Vent (Energy Star) - 50 gal | 1735.58 | 385.4828 | 2121.0628 |  | 1958.945 | 808.6582 | 2767.6032
Tankless Gas - HWT .98 EFF
Ancillary Components | Material | Labor | Unit | Quantity | TOTAL material | TOTAL Labor | Subtotal (L&M)
Black Pipe - 3/4" w/ Fittings | 5.232 | 15.2255 | Foot | 8 | 41.856 | 121.8037 | 163.6597
Gas Shut Off Valve - 3/4" | 15.2688 | 42.1631 | Each | 1 | 15.2688 | 42.1631 | 57.4319
Water valve 1" | 24.633 | 40.8291 | Each | 2 | 49.266 | 81.6582 | 130.9242
Boiler Parts - Expansion Tank | 67.4184 | 249.1095 | Each | 1 | 67.4184 | 249.1095 | 316.5279
Flex Tubing 3/8" - Cond Drain | 1.0512 | 3.0258 | Foot | 20 | 21.024 | 60.5156 | 81.5396
Tankless Water Heater - Service valve | 142.1304 | 62.9903 | Each | 1 | 142.1304 | 62.9903 | 205.1207
PVC Schd 40 - 3" per Foot Includes Fittings | 7.9272 | 11.9369 | Foot | 6 | 47.5632 | 71.6217 | 119.1849
Boiler Parts - Copper Pipe 3/4" Includes Fittings | 6.2616 | 12.3547 | Foot | 10 | 62.616 | 123.5474 | 186.1634
Dielectric Union | 12.36 | 14.54 | Each | 2 | 24.72 | 29.0799 | 53.7999
Water Heater Discharge Pipe | 30.0912 | 53.2998 | Each | 1 | 30.0912 | 53.2998 | 83.391
Ancillary components Total |  |  |  |  | 501.954 | 895.7893 | 1397.7433
| Tankless Gas - HWT .98 EFF Only Pricing |  |  |  | TOTAL PACKAGE-Tankless Gas HWT + Ancillary
Tankless Gas - HWT .98 EFF TYPE | Material | Labor | Subtotal |  | Material | Labor | M&L TOTAL
Water Heater Tankless NG/LP 155,000 BTU | 1387.848 | 509.6104 | 1897.4584 |  | 1889.802 | 1405.3997 | 3295.2017
Water Heater Tankless NG/LP 180,000 BTU | 1534.0464 | 521.2927 | 2055.3391 |  | 2036.0004 | 1417.082 | 3453.0824
Water Heater Tankless NG/LP 199,000 BTU | 1722.7176 | 554.3989 | 2277.1165 |  | 2224.6716 | 1450.1882 | 3674.8598
Electric - HWT 100 EFF
Ancillary Components | Material | Labor | Unit | Quantity | TOTAL material | TOTAL Labor | Subtotal (L&M)
Water Heater Discharge Pipe | 30.0912 | 53.2998 | Each | 1 | 30.0912 | 53.2998 | 83.391
Water valve 1" | 24.633 | 40.8291 | Each | 1 | 24.633 | 40.8291 | 65.4621
Boiler Parts - Copper Pipe 3/4" Includes Fittings | 6.2616 | 12.3547 | Foot | 6 | 37.5696 | 74.1284 | 111.698
Dielectric Union | 12.36 | 14.54 | Each | 2 | 24.72 | 29.0799 | 53.7999
Ancillary components Total |  |  |  |  | 117.0138 | 197.3373 | 314.3511
| Electric - HWT 100 EFF Only Pricing |  |  |  | TOTAL PACKAGE - Electric HWT + Ancillary
FAF TYPE | Material | Labor | Subtotal |  | Material | Labor | M&L TOTAL
Water Heater Electric - 30 gal | 575.2776 | 444.1657 | 1019.4433 |  | 692.2914 | 641.503 | 1333.7944
Water Heater Electric - 40 gal | 550.0776 | 452.9581 | 1003.0357 |  | 667.0914 | 650.2954 | 1317.3868
Water Heater Electric - 50 gal | 635.2776 | 461.7077 | 1096.9853 |  | 752.2914 | 659.045 | 1411.3364
Water Heater Mob Home Electric - 30 gal | 644.8632 | 408.7513 | 1053.6145 |  | 761.877 | 606.0885 | 1367.9655
Water Heater Mob Home Electric - 40 gal | 829.0896 | 417.5436 | 1246.6332 |  | 946.1034 | 614.8809 | 1560.9843
Water Heater Mob Home Electric - 50 gal | 774.2376 | 423.6732 | 1197.9108 |  | 891.2514 | 621.0105 | 1512.2619
Retrofit Heat Pump - HWT
Ancillary Components | Material | Labor | Unit | Quantity | TOTAL material | TOTAL Labor | Subtotal (L&M)
PVC Schd 40 - 1" per Foot Including Fittings | 2.052 | 9.6102 | Foot | 10 | 20.52 | 96.1016 | 116.6216
Water Heater Discharge Pipe | 30.0912 | 53.2998 | Each | 1 | 30.0912 | 53.2998 | 83.391
Water valve 1" | 24.633 | 40.8291 | Each | 1 | 24.633 | 40.8291 | 65.4621
Dielectric Union | 12.36 | 14.54 | Each | 2 | 24.72 | 29.0799 | 53.7999
Boiler Parts - Copper Pipe 3/4" Includes Fittings | 6.2616 | 12.3547 | Foot | 4 | 25.0464 | 49.4189 | 74.4653
Ancillary components Total |  |  |  |  | 125.0106 | 268.7294 | 393.74
| Power Vent HWT Only Pricing |  |  |  | TOTAL PACKAGE - Power Vent HWT + Ancillary
POWER VENT HWT TYPE | Material | Labor | Subtotal |  | Material | Labor | M&L TOTAL
Water Heater Heat Pump (Energy Star) - 40 gal | 2623.5552 | 432.2181 | 3055.7733 |  | 2748.5658 | 700.9474 | 3449.5132
Water Heater Heat Pump (Energy Star) - 50 gal | 2592.744 | 432.2181 | 3024.9621 |  | 2717.7546 | 700.9474 | 3418.702
Package Count:
17

## HWT PKGs PW
Hot Water Heater Packages
Packages below are provided as examples only. These are general references and may not represent exact components required for every situation. Not all elements are necessary for building a package, and specific components should be included or excluded based on unique needs and objectives of your project or use case.
Retrofit - 0.67 EFF Hot Water Tank
Ancillary Components | Material | Labor | Unit | Quantity | TOTAL material | TOTAL Labor | Subtotal (L&M)
Water Heater Discharge Pipe | 30.0912 | 103.7764 | Each | 1 | 30.0912 | 103.7764 | 133.8676
Black Pipe - 1/2"w/ Fittings | 4.0392 | 24.5976 | Foot | 6 | 24.2352 | 147.5859 | 171.8211
Gas Shut Off Valve - 1/2" | 15.3672 | 86.6757 | Each | 1 | 15.3672 | 86.6757 | 102.0429
Water valve 1" | 24.633 | 77.1748 | Each | 1 | 24.633 | 77.1748 | 101.8078
Dielectric Union | 12.36 | 28.1363 | Each | 2 | 24.72 | 56.2727 | 80.9927
Boiler Parts - Copper Pipe 3/4" Includes Fittings | 6.2616 | 23.7341 | Foot | 4 | 25.0464 | 94.9366 | 119.983
SW Vent - 4" | 7.4664 | 12.5588 | Foot | 6 | 44.7984 | 75.3525 | 120.1509
Ancillary components Total |  |  |  |  | 188.8914 | 641.7745 | 830.6659
| .67 HW Tank Only Pricing |  |  |  | TOTAL PACKAGE - .67 HW Tank + Ancillary
.67 EFF Hot Water Tank TYPE | Material | Labor | Subtotal |  | Material | Labor | M&L TOTAL
Water Heater Mob Home NG/LP - 30 gal | 970.3392 | 529.9209 | 1500.2601 |  | 1159.2306 | 1171.6954 | 2330.926
Water Heater Mob Home NG/LP - 40 gal | 1061.6856 | 537.5164 | 1599.202 |  | 1250.577 | 1179.2909 | 2429.8679
Retrofit Power Vent - HWT
Ancillary Components | Material | Labor | Unit | Quantity | TOTAL material | TOTAL Labor | Subtotal (L&M)
Black Pipe - 1/2"w/ Fittings | 4.0392 | 24.5976 | Foot | 6 | 24.2352 | 147.5859 | 171.8211
Gas Shut Off Valve - 1/2" | 15.3672 | 86.6757 | Each | 1 | 15.3672 | 86.6757 | 102.0429
Water Heater Discharge Pipe | 30.0912 | 103.7764 | Each | 1 | 30.0912 | 103.7764 | 133.8676
Dielectric Union | 12.36 | 28.1363 | Each | 2 | 24.72 | 56.2727 | 80.9927
Water valve 1" | 24.633 | 77.1748 | Each | 1 | 24.633 | 77.1748 | 101.8078
Boiler Parts - Copper Pipe 3/4" Includes Fittings | 6.2616 | 23.7341 | Foot | 4 | 25.0464 | 94.9366 | 119.983
PVC Schd 40 - 3" per Foot Includes Fittings | 7.9272 | 24.1277 | Foot | 10 | 79.272 | 241.2766 | 320.5486
Ancillary components Total |  |  |  |  | 223.365 | 807.6986 | 1031.0636
| Power Vent HWT Only Pricing |  |  |  | TOTAL PACKAGE - Power Vent HWT + Ancillary
POWER VENT HWT TYPE | Material | Labor | Subtotal |  | Material | Labor | M&L TOTAL
Water Heater Power Vent NG (Energy Star) - 40 gal | 1747.716 | 647.4402 | 2395.1562 |  | 1971.081 | 1455.1388 | 3426.2198
Water Heater Power Vent NG (Energy Star) - 50 gal | 2266.986 | 666.0615 | 2933.0475 |  | 2490.351 | 1473.7601 | 3964.1111
Water Heater Low Boy Power Vent (Energy Star) - 40 gal | 2336.436 | 647.4402 | 2983.8762 |  | 2559.801 | 1455.1388 | 4014.9398
Water Heater Low Boy Power Vent (Energy Star) - 50 gal | 1735.58 | 655.6837 | 2391.2637 |  | 1958.945 | 1463.3823 | 3422.3273
Tankless Gas - HWT .98 EFF
Ancillary Components | Material | Labor | Unit | Quantity | TOTAL material | TOTAL Labor | Subtotal (L&M)
Black Pipe - 3/4" w/ Fittings | 5.232 | 27.9242 | Foot | 8 | 41.856 | 223.3934 | 265.2494
Gas Shut Off Valve - 3/4" | 15.2688 | 77.5596 | Each | 1 | 15.2688 | 77.5596 | 92.8284
Water valve 1" | 24.633 | 77.1748 | Each | 2 | 49.266 | 154.3495 | 203.6155
Boiler Parts - Expansion Tank | 67.4184 | 471.3202 | Each | 1 | 67.4184 | 471.3202 | 538.7386
Flex Tubing 3/8" - Cond Drain | 1.0512 | 5.678 | Foot | 20 | 21.024 | 113.5603 | 134.5843
Tankless Water Heater - Service valve | 142.1304 | 117.4782 | Each | 1 | 142.1304 | 117.4782 | 259.6086
PVC Schd 40 - 3" per Foot Includes Fittings | 7.9272 | 24.1277 | Foot | 6 | 47.5632 | 144.7659 | 192.3291
Boiler Parts - Copper Pipe 3/4" Includes Fittings | 6.2616 | 23.7341 | Foot | 10 | 62.616 | 237.3415 | 299.9575
Dielectric Union | 12.36 | 28.1363 | Each | 2 | 24.72 | 56.2727 | 80.9927
Water Heater Discharge Pipe | 30.0912 | 103.7764 | Each | 1 | 30.0912 | 103.7764 | 133.8676
Ancillary components Total |  |  |  |  | 501.954 | 1699.8177 | 2201.7717
| Tankless Gas - HWT .98 EFF Only Pricing |  |  |  | TOTAL PACKAGE-Tankless Gas HWT + Ancillary
Tankless Gas - HWT .98 EFF TYPE | Material | Labor | Subtotal |  | Material | Labor | M&L TOTAL
Water Heater Tankless NG/LP 155,000 BTU | 1387.848 | 911.9714 | 2299.8194 |  | 1889.802 | 2611.789 | 4501.591
Water Heater Tankless NG/LP 180,000 BTU | 1534.0464 | 928.8637 | 2462.9101 |  | 2036.0004 | 2628.6813 | 4664.6817
Water Heater Tankless NG/LP 199,000 BTU | 1722.7176 | 976.5191 | 2699.2367 |  | 2224.6716 | 2676.3368 | 4901.0084
Electric - HWT 100 EFF
Ancillary Components | Material | Labor | Unit | Quantity | TOTAL material | TOTAL Labor | Subtotal (L&M)
Water Heater Discharge Pipe | 30.0912 | 103.7764 | Each | 1 | 30.0912 | 103.7764 | 133.8676
Water valve 1" | 24.633 | 77.1748 | Each | 1 | 24.633 | 77.1748 | 101.8078
Boiler Parts - Copper Pipe 3/4" Includes Fittings | 6.2616 | 23.7341 | Foot | 6 | 37.5696 | 142.4049 | 179.9745
Dielectric Union | 12.36 | 28.1363 | Each | 2 | 24.72 | 56.2727 | 80.9927
Ancillary components Total |  |  |  |  | 117.0138 | 379.6287 | 496.6425
| Electric - HWT 100 EFF Only Pricing |  |  |  | TOTAL PACKAGE - Electric HWT + Ancillary
FAF TYPE | Material | Labor | Subtotal |  | Material | Labor | M&L TOTAL
Water Heater Electric - 30 gal | 575.2776 | 748.332 | 1323.6096 |  | 692.2914 | 1127.9607 | 1820.2521
Water Heater Electric - 40 gal | 550.0776 | 761.4351 | 1311.5127 |  | 667.0914 | 1141.0639 | 1808.1553
Water Heater Electric - 50 gal | 635.2776 | 778.2004 | 1413.478 |  | 752.2914 | 1157.8291 | 1910.1205
Water Heater Mob Home Electric - 30 gal | 644.8632 | 638.6614 | 1283.5246 |  | 761.877 | 1018.2901 | 1780.1671
Water Heater Mob Home Electric - 40 gal | 829.0896 | 651.7645 | 1480.8541 |  | 946.1034 | 1031.3933 | 1977.4967
Water Heater Mob Home Electric - 50 gal | 774.2376 | 661.6112 | 1435.8488 |  | 891.2514 | 1041.24 | 1932.4914
Retrofit Heat Pump - HWT
Ancillary Components | Material | Labor | Unit | Quantity | TOTAL material | TOTAL Labor | Subtotal (L&M)
PVC Schd 40 - 1" per Foot Including Fittings | 2.052 | 19.9445 | Foot | 10 | 20.52 | 199.4452 | 219.9652
Water Heater Discharge Pipe | 30.0912 | 103.7764 | Each | 1 | 30.0912 | 103.7764 | 133.8676
Water valve 1" | 24.633 | 77.1748 | Each | 1 | 24.633 | 77.1748 | 101.8078
Dielectric Union | 12.36 | 28.1363 | Each | 2 | 24.72 | 56.2727 | 80.9927
Boiler Parts - Copper Pipe 3/4" Includes Fittings | 6.2616 | 23.7341 | Foot | 4 | 25.0464 | 94.9366 | 119.983
Ancillary components Total |  |  |  |  | 125.0106 | 531.6057 | 656.6163
| Power Vent HWT Only Pricing |  |  |  | TOTAL PACKAGE - Power Vent HWT + Ancillary
POWER VENT HWT TYPE | Material | Labor | Subtotal |  | Material | Labor | M&L TOTAL
Water Heater Heat Pump (Energy Star) - 40 gal | 2623.5552 | 650.441 | 3273.9962 |  | 2748.5658 | 1182.0467 | 3930.6125
Water Heater Heat Pump (Energy Star) - 50 gal | 2592.744 | 650.441 | 3243.185 |  | 2717.7546 | 1182.0467 | 3899.8013
Package Count:
17